## Material Shortage Register
Material Ref Code | WBS Element | Material Code | Material Description | ZPP7 Quantity | Project Stock Quantity | PO Quantity | Open PO Quantity | PR Quantity | Net Shortage | Free Stock | Vendor Detail | Remarks | Scope
1SYN126019R001A | IN-10026019.A.1 | 1MYN528631-004 | MO Resistor 22K/10W, 5% -With Bakelite | 11 | 11 | 0 | 0 | 0 | 0 | 1 | 701354560 ABB India Limited EPMV-Maneja ¦ INHN EPDS-LV Systems, Bangalore |  | ABB
1SYN226019R001A | IN-10026019.A.2 | 1MYN528631-004 | MO Resistor 22K/10W, 5% -With Bakelite | 3 | 3 | 0 | 0 | 0 | 0 | 1 | 701354560 ABB India Limited EPMV-Maneja ¦ INHN EPDS-LV Systems, Bangalore |  | ABB
1SYN226019R002A | IN-10026019.A.3 | 1MYN528631-004 | MO Resistor 22K/10W, 5% -With Bakelite | 0 | 0 | 0 | 0 | 0 | 0 | 1 | 701354560 ABB India Limited EPMV-Maneja ¦ INHN EPDS-LV Systems, Bangalore |  | ABB
1SYN426019R001A | IN-10026019.A.5 | 1MYN528631-004 | MO Resistor 22K/10W, 5% -With Bakelite | 0 | 0 | 0 | 0 | 0 | 0 | 1 | 701354560 ABB India Limited EPMV-Maneja ¦ INHN EPDS-LV Systems, Bangalore |  | ABB
1SYN126019R001A | IN-10026019.A.1 | 1MYN563613-DAD | PQ8nCH2J, 110V DC, 4 N/O + 3 N/C | 4 | 4 | 0 | 0 | 0 | 0 | 0 | 701354560 ABB India Limited EPMV-Maneja ¦ INHN EPDS-LV Systems, Bangalore |  | ABB
1SYN226019R001A | IN-10026019.A.2 | 1MYN563613-DAD | PQ8nCH2J, 110V DC, 4 N/O + 3 N/C | 3 | 3 | 0 | 0 | 0 | 0 | 0 | 701354560 ABB India Limited EPMV-Maneja ¦ INHN EPDS-LV Systems, Bangalore |  | ABB
1SYN226019R002A | IN-10026019.A.3 | 1MYN563613-DAD | PQ8nCH2J, 110V DC, 4 N/O + 3 N/C | 1 | 0 | 1 | 1 | 0 | 1 | 0 | 701354560 ABB India Limited EPMV-Maneja ¦ INHN EPDS-LV Systems, Bangalore |  | ABB
1SYN426019R001A | IN-10026019.A.5 | 1MYN563613-DAD | PQ8nCH2J, 110V DC, 4 N/O + 3 N/C | 1 | 0 | 1 | 1 | 0 | 1 | 0 | 701354560 ABB India Limited EPMV-Maneja ¦ INHN EPDS-LV Systems, Bangalore |  | ABB
1SYN126019R001A | IN-10026019.A.1 | 1MYN642600-001 | 1-Ph Non-Linear Resistor | 2 | 2 | 0 | 0 | 0 | 0 | 37 | 701354560 ABB India Limited EPMV-Maneja ¦ INHN EPDS-LV Systems, Bangalore |  | ABB
1SYN226019R001A | IN-10026019.A.2 | 1MYN642600-001 | 1-Ph Non-Linear Resistor | 0 | 0 | 0 | 0 | 0 | 0 | 37 | 701354560 ABB India Limited EPMV-Maneja ¦ INHN EPDS-LV Systems, Bangalore |  | ABB
1SYN226019R002A | IN-10026019.A.3 | 1MYN642600-001 | 1-Ph Non-Linear Resistor | 0 | 0 | 0 | 0 | 0 | 0 | 37 | 701354560 ABB India Limited EPMV-Maneja ¦ INHN EPDS-LV Systems, Bangalore |  | ABB
1SYN426019R001A | IN-10026019.A.5 | 1MYN642600-001 | 1-Ph Non-Linear Resistor | 0 | 0 | 0 | 0 | 0 | 0 | 37 | 701354560 ABB India Limited EPMV-Maneja ¦ INHN EPDS-LV Systems, Bangalore |  | ABB
1SYN126019R001A | IN-10026019.A.1 | 1SAJ260000R0100 | MTQ22-FBP.0 ModbusTCP Interface for 4 de | 0 | 0 | 0 | 0 | 0 | 0 | 0 | 701501026 ABB India Limited ¦ 701501242 ABB India Limited ¦ INHN EPDS-LV Systems, Bangalore |  | ABB
1SYN226019R001A | IN-10026019.A.2 | 1SAJ260000R0100 | MTQ22-FBP.0 ModbusTCP Interface for 4 de | 8 | 8 | 0 | 0 | 0 | 0 | 0 | 701501026 ABB India Limited ¦ 701501242 ABB India Limited ¦ INHN EPDS-LV Systems, Bangalore |  | ABB
1SYN226019R002A | IN-10026019.A.3 | 1SAJ260000R0100 | MTQ22-FBP.0 ModbusTCP Interface for 4 de | 3 | 2 | 0 | 0 | 1 | 1 | 0 | 701501026 ABB India Limited ¦ 701501242 ABB India Limited ¦ INHN EPDS-LV Systems, Bangalore |  | ABB
1SYN426019R001A | IN-10026019.A.5 | 1SAJ260000R0100 | MTQ22-FBP.0 ModbusTCP Interface for 4 de | 1 | 1 | 1 | 1 | 0 | 0 | 0 | 701501026 ABB India Limited ¦ 701501242 ABB India Limited ¦ INHN EPDS-LV Systems, Bangalore |  | ABB
1SYN126019R001A | IN-10026019.A.1 | 1SAJ510004R0002 | UMCPAN-CAB.150 Control Panel Connection | 0 | 0 | 0 | 0 | 0 | 0 | 11 | 701501026 ABB India Limited ¦ 701501242 ABB India Limited |  | ABB
1SYN226019R001A | IN-10026019.A.2 | 1SAJ510004R0002 | UMCPAN-CAB.150 Control Panel Connection | 30 | 30 | 0 | 0 | 0 | 0 | 11 | 701501026 ABB India Limited ¦ 701501242 ABB India Limited |  | ABB
1SYN226019R002A | IN-10026019.A.3 | 1SAJ510004R0002 | UMCPAN-CAB.150 Control Panel Connection | 9 | 9 | 0 | 0 | 0 | 0 | 11 | 701501026 ABB India Limited ¦ 701501242 ABB India Limited |  | ABB
1SYN426019R001A | IN-10026019.A.5 | 1SAJ510004R0002 | UMCPAN-CAB.150 Control Panel Connection | 3 | 3 | 3 | 3 | 0 | 0 | 11 | 701501026 ABB India Limited ¦ 701501242 ABB India Limited |  | ABB
1SYN126019R001A | IN-10026019.A.1 | 1SAJ530000R0100 | UMC100.3 DC, Supply 24 V DC, 6 DI, 4 DO, | 0 | 0 | 0 | 0 | 0 | 0 | 0 | 701501026 ABB India Limited |  | ABB
1SYN226019R001A | IN-10026019.A.2 | 1SAJ530000R0100 | UMC100.3 DC, Supply 24 V DC, 6 DI, 4 DO, | 30 | 30 | 0 | 0 | 0 | 0 | 0 | 701501026 ABB India Limited |  | ABB
1SYN226019R002A | IN-10026019.A.3 | 1SAJ530000R0100 | UMC100.3 DC, Supply 24 V DC, 6 DI, 4 DO, | 9 | 9 | 0 | 0 | 0 | 0 | 0 | 701501026 ABB India Limited |  | ABB
1SYN426019R001A | IN-10026019.A.5 | 1SAJ530000R0100 | UMC100.3 DC, Supply 24 V DC, 6 DI, 4 DO, | 3 | 0 | 3 | 3 | 0 | 3 | 0 | 701501026 ABB India Limited |  | ABB
1SYN126019R001A | IN-10026019.A.1 | 1SAJ590000R0103 | UMC100-PAN LCD Panel with USB Interface | 0 | 0 | 0 | 0 | 0 | 0 | 0 | 701501026 ABB India Limited ¦ 701501242 ABB India Limited ¦ INHN EPDS-LV Systems, Bangalore |  | ABB
1SYN226019R001A | IN-10026019.A.2 | 1SAJ590000R0103 | UMC100-PAN LCD Panel with USB Interface | 30 | 30 | 0 | 0 | 0 | 0 | 0 | 701501026 ABB India Limited ¦ 701501242 ABB India Limited ¦ INHN EPDS-LV Systems, Bangalore |  | ABB
1SYN226019R002A | IN-10026019.A.3 | 1SAJ590000R0103 | UMC100-PAN LCD Panel with USB Interface | 9 | 9 | 0 | 0 | 0 | 0 | 0 | 701501026 ABB India Limited ¦ 701501242 ABB India Limited ¦ INHN EPDS-LV Systems, Bangalore |  | ABB
1SYN426019R001A | IN-10026019.A.5 | 1SAJ590000R0103 | UMC100-PAN LCD Panel with USB Interface | 3 | 0 | 3 | 3 | 0 | 3 | 0 | 701501026 ABB India Limited ¦ 701501242 ABB India Limited ¦ INHN EPDS-LV Systems, Bangalore |  | ABB
1SYN126019R001A | IN-10026019.A.1 | 1SAJ611000R0102 | DX111.0 I/O-module for UMC100 DI 24 VDC, | 0 | 0 | 0 | 0 | 0 | 0 | 0 | 701501026 ABB India Limited |  | ABB
1SYN226019R001A | IN-10026019.A.2 | 1SAJ611000R0102 | DX111.0 I/O-module for UMC100 DI 24 VDC, | 30 | 30 | 0 | 0 | 0 | 0 | 0 | 701501026 ABB India Limited |  | ABB
1SYN226019R002A | IN-10026019.A.3 | 1SAJ611000R0102 | DX111.0 I/O-module for UMC100 DI 24 VDC, | 9 | 9 | 0 | 0 | 0 | 0 | 0 | 701501026 ABB India Limited |  | ABB
1SYN426019R001A | IN-10026019.A.5 | 1SAJ611000R0102 | DX111.0 I/O-module for UMC100 DI 24 VDC, | 3 | 0 | 3 | 3 | 0 | 3 | 0 | 701501026 ABB India Limited |  | ABB
1SYN126019R001A | IN-10026019.A.1 | 1SAJ650000R0101 | VI150.0 Volt.-module for UMC100 Use in g | 0 | 0 | 0 | 0 | 0 | 0 | 1 | 701501026 ABB India Limited ¦ 701501242 ABB India Limited |  | ABB
1SYN226019R001A | IN-10026019.A.2 | 1SAJ650000R0101 | VI150.0 Volt.-module for UMC100 Use in g | 30 | 0 | 30 | 30 | 0 | 30 | 1 | 701501026 ABB India Limited ¦ 701501242 ABB India Limited |  | ABB
1SYN226019R002A | IN-10026019.A.3 | 1SAJ650000R0101 | VI150.0 Volt.-module for UMC100 Use in g | 9 | 0 | 9 | 9 | 0 | 9 | 1 | 701501026 ABB India Limited ¦ 701501242 ABB India Limited |  | ABB
1SYN426019R001A | IN-10026019.A.5 | 1SAJ650000R0101 | VI150.0 Volt.-module for UMC100 Use in g | 3 | 0 | 3 | 3 | 0 | 3 | 1 | 701501026 ABB India Limited ¦ 701501242 ABB India Limited |  | ABB
1SYN126019R001A | IN-10026019.A.1 | 1SAJ691000R0001 | UMCIO-CAB.030 Connection Cable UMC100 - | 0 | 0 | 0 | 0 | 0 | 0 | 0 | 701501026 ABB India Limited ¦ 701501242 ABB India Limited ¦ INHN EPDS-LV Systems, Bangalore |  | ABB
1SYN226019R001A | IN-10026019.A.2 | 1SAJ691000R0001 | UMCIO-CAB.030 Connection Cable UMC100 - | 60 | 60 | 0 | 0 | 0 | 0 | 0 | 701501026 ABB India Limited ¦ 701501242 ABB India Limited ¦ INHN EPDS-LV Systems, Bangalore |  | ABB
1SYN226019R002A | IN-10026019.A.3 | 1SAJ691000R0001 | UMCIO-CAB.030 Connection Cable UMC100 - | 18 | 18 | 0 | 0 | 0 | 0 | 0 | 701501026 ABB India Limited ¦ 701501242 ABB India Limited ¦ INHN EPDS-LV Systems, Bangalore |  | ABB
1SYN426019R001A | IN-10026019.A.5 | 1SAJ691000R0001 | UMCIO-CAB.030 Connection Cable UMC100 - | 3 | 0 | 3 | 3 | 0 | 3 | 0 | 701501026 ABB India Limited ¦ 701501242 ABB India Limited ¦ INHN EPDS-LV Systems, Bangalore |  | ABB
1SYN126019R001A | IN-10026019.A.1 | 1SAJ925000R0001 | FIM UMC Edition Configuration Software U | 0 | 0 | 1 | 1 | 0 | 0 | 0 | 701501026 ABB India Limited |  | ABB
1SYN226019R001A | IN-10026019.A.2 | 1SAJ925000R0001 | FIM UMC Edition Configuration Software U | 0 | 0 | 0 | 0 | 0 | 0 | 0 | 701501026 ABB India Limited |  | ABB
1SYN226019R002A | IN-10026019.A.3 | 1SAJ925000R0001 | FIM UMC Edition Configuration Software U | 0 | 0 | 0 | 0 | 0 | 0 | 0 | 701501026 ABB India Limited |  | ABB
1SYN426019R001A | IN-10026019.A.5 | 1SAJ925000R0001 | FIM UMC Edition Configuration Software U | 1 | 0 | 0 | 0 | 1 | 1 | 0 | 701501026 ABB India Limited |  | ABB
1SYN126019R001A | IN-10026019.A.1 | 1SAJ929180R0015 | CDP18-FBP.150 Cable ETH-X1/X4-open wire | 0 | 0 | 0 | 0 | 0 | 0 | 0 | 701501026 ABB India Limited ¦ 701501242 ABB India Limited ¦ INHN EPDS-LV Systems, Bangalore |  | ABB
1SYN226019R001A | IN-10026019.A.2 | 1SAJ929180R0015 | CDP18-FBP.150 Cable ETH-X1/X4-open wire | 60 | 1 | 0 | 0 | 59 | 59 | 0 | 701501026 ABB India Limited ¦ 701501242 ABB India Limited ¦ INHN EPDS-LV Systems, Bangalore |  | ABB
1SYN226019R002A | IN-10026019.A.3 | 1SAJ929180R0015 | CDP18-FBP.150 Cable ETH-X1/X4-open wire | 18 | 0 | 0 | 0 | 18 | 18 | 0 | 701501026 ABB India Limited ¦ 701501242 ABB India Limited ¦ INHN EPDS-LV Systems, Bangalore |  | ABB
1SYN426019R001A | IN-10026019.A.5 | 1SAJ929180R0015 | CDP18-FBP.150 Cable ETH-X1/X4-open wire | 6 | 0 | 6 | 6 | 0 | 6 | 0 | 701501026 ABB India Limited ¦ 701501242 ABB India Limited ¦ INHN EPDS-LV Systems, Bangalore |  | ABB
1SYN126019R001A | IN-10026019.A.1 | 1SAJ929200R0035 | CEM11-FBP.35 Earth Leakage Monitor 35 mm | 0 | 0 | 0 | 0 | 0 | 0 | 0 | 701501026 ABB India Limited ¦ 701501242 ABB India Limited ¦ INHN EPDS-LV Systems, Bangalore |  | ABB
1SYN226019R001A | IN-10026019.A.2 | 1SAJ929200R0035 | CEM11-FBP.35 Earth Leakage Monitor 35 mm | 22 | 11 | 0 | 0 | 11 | 11 | 0 | 701501026 ABB India Limited ¦ 701501242 ABB India Limited ¦ INHN EPDS-LV Systems, Bangalore |  | ABB
1SYN226019R002A | IN-10026019.A.3 | 1SAJ929200R0035 | CEM11-FBP.35 Earth Leakage Monitor 35 mm | 7 | 4 | 0 | 0 | 3 | 3 | 0 | 701501026 ABB India Limited ¦ 701501242 ABB India Limited ¦ INHN EPDS-LV Systems, Bangalore |  | ABB
1SYN426019R001A | IN-10026019.A.5 | 1SAJ929200R0035 | CEM11-FBP.35 Earth Leakage Monitor 35 mm | 3 | 3 | 3 | 3 | 0 | 0 | 0 | 701501026 ABB India Limited ¦ 701501242 ABB India Limited ¦ INHN EPDS-LV Systems, Bangalore |  | ABB
1SYN126019R001A | IN-10026019.A.1 | 1SAJ929200R0060 | CEM11-FBP.60 Earth Leakage Monitor 60 mm | 0 | 0 | 0 | 0 | 0 | 0 | 0 | 701501026 ABB India Limited ¦ 701501242 ABB India Limited |  | ABB
1SYN226019R001A | IN-10026019.A.2 | 1SAJ929200R0060 | CEM11-FBP.60 Earth Leakage Monitor 60 mm | 8 | 3 | 0 | 0 | 5 | 5 | 0 | 701501026 ABB India Limited ¦ 701501242 ABB India Limited |  | ABB
1SYN226019R002A | IN-10026019.A.3 | 1SAJ929200R0060 | CEM11-FBP.60 Earth Leakage Monitor 60 mm | 0 | 0 | 0 | 0 | 0 | 0 | 0 | 701501026 ABB India Limited ¦ 701501242 ABB India Limited |  | ABB
1SYN426019R001A | IN-10026019.A.5 | 1SAJ929200R0060 | CEM11-FBP.60 Earth Leakage Monitor 60 mm | 3 | 3 | 3 | 3 | 0 | 0 | 0 | 701501026 ABB India Limited ¦ 701501242 ABB India Limited |  | ABB
1SYN126019R001A | IN-10026019.A.1 | 1SAJ929200R0120 | CEM11-FBP.120 Earth Leakage Monitor 120 | 0 | 0 | 0 | 0 | 0 | 0 | 0 | 701501026 ABB India Limited ¦ 701501242 ABB India Limited |  | ABB
1SYN226019R001A | IN-10026019.A.2 | 1SAJ929200R0120 | CEM11-FBP.120 Earth Leakage Monitor 120 | 0 | 0 | 0 | 0 | 0 | 0 | 0 | 701501026 ABB India Limited ¦ 701501242 ABB India Limited |  | ABB
1SYN226019R002A | IN-10026019.A.3 | 1SAJ929200R0120 | CEM11-FBP.120 Earth Leakage Monitor 120 | 2 | 1 | 0 | 0 | 1 | 1 | 0 | 701501026 ABB India Limited ¦ 701501242 ABB India Limited |  | ABB
1SYN426019R001A | IN-10026019.A.5 | 1SAJ929200R0120 | CEM11-FBP.120 Earth Leakage Monitor 120 | 1 | 1 | 1 | 1 | 0 | 0 | 0 | 701501026 ABB India Limited ¦ 701501242 ABB India Limited |  | ABB
1SYN126019R001A | IN-10026019.A.1 | 1SAJ929500R0185 | CT4L185R/4, 3-Phase Current Transformer | 0 | 0 | 0 | 0 | 0 | 0 | 0 | 701501026 ABB India Limited ¦ 701501242 ABB India Limited ¦ INHN EPDS-LV Systems, Bangalore |  | ABB
1SYN226019R001A | IN-10026019.A.2 | 1SAJ929500R0185 | CT4L185R/4, 3-Phase Current Transformer | 3 | 3 | 0 | 0 | 0 | 0 | 0 | 701501026 ABB India Limited ¦ 701501242 ABB India Limited ¦ INHN EPDS-LV Systems, Bangalore |  | ABB
1SYN226019R002A | IN-10026019.A.3 | 1SAJ929500R0185 | CT4L185R/4, 3-Phase Current Transformer | 2 | 2 | 0 | 0 | 0 | 0 | 0 | 701501026 ABB India Limited ¦ 701501242 ABB India Limited ¦ INHN EPDS-LV Systems, Bangalore |  | ABB
1SYN426019R001A | IN-10026019.A.5 | 1SAJ929500R0185 | CT4L185R/4, 3-Phase Current Transformer | 3 | 0 | 3 | 3 | 0 | 3 | 0 | 701501026 ABB India Limited ¦ 701501242 ABB India Limited ¦ INHN EPDS-LV Systems, Bangalore |  | ABB
1SYN126019R001A | IN-10026019.A.1 | 1SAM201901R1001 | Auxiliary Contact HKF1-11 | 7 | 7 | 0 | 0 | 0 | 0 | 0 | 701501026 ABB India Limited ¦ 701501242 ABB India Limited ¦ INHN EPDS-LV Systems, Bangalore |  | ABB
1SYN226019R001A | IN-10026019.A.2 | 1SAM201901R1001 | Auxiliary Contact HKF1-11 | 6 | 3 | 3 | 3 | 0 | 3 | 0 | 701501026 ABB India Limited ¦ 701501242 ABB India Limited ¦ INHN EPDS-LV Systems, Bangalore |  | ABB
1SYN226019R002A | IN-10026019.A.3 | 1SAM201901R1001 | Auxiliary Contact HKF1-11 | 3 | 0 | 3 | 3 | 0 | 3 | 0 | 701501026 ABB India Limited ¦ 701501242 ABB India Limited ¦ INHN EPDS-LV Systems, Bangalore |  | ABB
1SYN426019R001A | IN-10026019.A.5 | 1SAM201901R1001 | Auxiliary Contact HKF1-11 | 0 | 0 | 0 | 0 | 0 | 0 | 0 | 701501026 ABB India Limited ¦ 701501242 ABB India Limited ¦ INHN EPDS-LV Systems, Bangalore |  | ABB
1SYN126019R001A | IN-10026019.A.1 | 1SAM201902R1001 | HK1-11 AUXILIARY CONTACT BLOC 1NO+1NC | 3 | 3 | 3 | 0 | 0 | 0 | 0 | 701501026 ABB India Limited ¦ INHN EPDS-LV Systems, Bangalore |  | ABB
1SYN226019R001A | IN-10026019.A.2 | 1SAM201902R1001 | HK1-11 AUXILIARY CONTACT BLOC 1NO+1NC | 2 | 2 | 2 | 0 | 0 | 0 | 0 | 701501026 ABB India Limited ¦ INHN EPDS-LV Systems, Bangalore |  | ABB
1SYN226019R002A | IN-10026019.A.3 | 1SAM201902R1001 | HK1-11 AUXILIARY CONTACT BLOC 1NO+1NC | 1 | 1 | 1 | 0 | 0 | 0 | 0 | 701501026 ABB India Limited ¦ INHN EPDS-LV Systems, Bangalore |  | ABB
1SYN426019R001A | IN-10026019.A.5 | 1SAM201902R1001 | HK1-11 AUXILIARY CONTACT BLOC 1NO+1NC | 0 | 0 | 0 | 0 | 0 | 0 | 0 | 701501026 ABB India Limited ¦ INHN EPDS-LV Systems, Bangalore |  | ABB
1SYN126019R001A | IN-10026019.A.1 | 1SAM201902R1003 | HK1-02 Aux.-contact 2 NC | 2 | 0 | 2 | 2 | 0 | 2 | 0 | 701501026 ABB India Limited |  | ABB
1SYN226019R001A | IN-10026019.A.2 | 1SAM201902R1003 | HK1-02 Aux.-contact 2 NC | 2 | 0 | 2 | 2 | 0 | 2 | 0 | 701501026 ABB India Limited |  | ABB
1SYN226019R002A | IN-10026019.A.3 | 1SAM201902R1003 | HK1-02 Aux.-contact 2 NC | 0 | 0 | 0 | 0 | 0 | 0 | 0 | 701501026 ABB India Limited |  | ABB
1SYN426019R001A | IN-10026019.A.5 | 1SAM201902R1003 | HK1-02 Aux.-contact 2 NC | 0 | 0 | 0 | 0 | 0 | 0 | 0 | 701501026 ABB India Limited |  | ABB
1SYN126019R001A | IN-10026019.A.1 | 1SAM340000R1007 | MS132-2.5T Circuit-breaker for primary t | 5 | 5 | 0 | 0 | 0 | 0 | 110 | 701501026 ABB India Limited |  | ABB
1SYN226019R001A | IN-10026019.A.2 | 1SAM340000R1007 | MS132-2.5T Circuit-breaker for primary t | 4 | 4 | 0 | 0 | 0 | 0 | 110 | 701501026 ABB India Limited |  | ABB
1SYN226019R002A | IN-10026019.A.3 | 1SAM340000R1007 | MS132-2.5T Circuit-breaker for primary t | 1 | 1 | 0 | 0 | 0 | 0 | 110 | 701501026 ABB India Limited |  | ABB
1SYN426019R001A | IN-10026019.A.5 | 1SAM340000R1007 | MS132-2.5T Circuit-breaker for primary t | 0 | 0 | 0 | 0 | 0 | 0 | 110 | 701501026 ABB India Limited |  | ABB
1SYN126019R001A | IN-10026019.A.1 | 1SAM340000R1010 | MS132-10T Circuit-breaker for primary tr | 2 | 2 | 0 | 0 | 0 | 0 | 1 | 701501026 ABB India Limited ¦ INHN EPDS-LV Systems, Bangalore |  | ABB
1SYN226019R001A | IN-10026019.A.2 | 1SAM340000R1010 | MS132-10T Circuit-breaker for primary tr | 2 | 2 | 0 | 0 | 0 | 0 | 1 | 701501026 ABB India Limited ¦ INHN EPDS-LV Systems, Bangalore |  | ABB
1SYN226019R002A | IN-10026019.A.3 | 1SAM340000R1010 | MS132-10T Circuit-breaker for primary tr | 2 | 2 | 0 | 0 | 0 | 0 | 1 | 701501026 ABB India Limited ¦ INHN EPDS-LV Systems, Bangalore |  | ABB
1SYN426019R001A | IN-10026019.A.5 | 1SAM340000R1010 | MS132-10T Circuit-breaker for primary tr | 0 | 0 | 0 | 0 | 0 | 0 | 1 | 701501026 ABB India Limited ¦ INHN EPDS-LV Systems, Bangalore |  | ABB
1SYN126019R001A | IN-10026019.A.1 | 1SBH143001R8622 | CNTCTR,AUX,16A,110VDC,ABB,NL22E-86 | 25 | 25 | 25 | 0 | 0 | 0 | 0 | 701501242 ABB India Limited ¦ INHN EPDS-LV Systems, Bangalore |  | ABB
1SYN226019R001A | IN-10026019.A.2 | 1SBH143001R8622 | CNTCTR,AUX,16A,110VDC,ABB,NL22E-86 | 6 | 6 | 6 | 0 | 0 | 0 | 0 | 701501242 ABB India Limited ¦ INHN EPDS-LV Systems, Bangalore |  | ABB
1SYN226019R002A | IN-10026019.A.3 | 1SBH143001R8622 | CNTCTR,AUX,16A,110VDC,ABB,NL22E-86 | 2 | 2 | 2 | 0 | 0 | 0 | 0 | 701501242 ABB India Limited ¦ INHN EPDS-LV Systems, Bangalore |  | ABB
1SYN426019R001A | IN-10026019.A.5 | 1SBH143001R8622 | CNTCTR,AUX,16A,110VDC,ABB,NL22E-86 | 2 | 0 | 2 | 2 | 0 | 2 | 0 | 701501242 ABB India Limited ¦ INHN EPDS-LV Systems, Bangalore |  | ABB
1SYN126019R001A | IN-10026019.A.1 | 1SBH143001R8640 | ABB,AUXILIARY CONTACTOR,NL40E86,110VDC | 60 | 60 | 0 | 0 | 0 | 0 | 4 | 701501242 ABB India Limited |  | ABB
1SYN226019R001A | IN-10026019.A.2 | 1SBH143001R8640 | ABB,AUXILIARY CONTACTOR,NL40E86,110VDC | 13 | 13 | 0 | 0 | 0 | 0 | 4 | 701501242 ABB India Limited |  | ABB
1SYN226019R002A | IN-10026019.A.3 | 1SBH143001R8640 | ABB,AUXILIARY CONTACTOR,NL40E86,110VDC | 3 | 3 | 0 | 0 | 0 | 0 | 4 | 701501242 ABB India Limited |  | ABB
1SYN426019R001A | IN-10026019.A.5 | 1SBH143001R8640 | ABB,AUXILIARY CONTACTOR,NL40E86,110VDC | 0 | 0 | 0 | 0 | 0 | 0 | 4 | 701501242 ABB India Limited |  | ABB
1SYN126019R001A | IN-10026019.A.1 | 1SBL137001R1310 | Contact AF09-30-10-13 100-220V50/50HZ-DC | 0 | 0 | 0 | 0 | 0 | 0 | 0 | 701501026 ABB India Limited ¦ 701501242 ABB India Limited ¦ INHN EPDS-LV Systems, Bangalore |  | ABB
1SYN226019R001A | IN-10026019.A.2 | 1SBL137001R1310 | Contact AF09-30-10-13 100-220V50/50HZ-DC | 8 | 0 | 0 | 0 | 8 | 8 | 0 | 701501026 ABB India Limited ¦ 701501242 ABB India Limited ¦ INHN EPDS-LV Systems, Bangalore |  | ABB
1SYN226019R002A | IN-10026019.A.3 | 1SBL137001R1310 | Contact AF09-30-10-13 100-220V50/50HZ-DC | 9 | 0 | 0 | 0 | 9 | 9 | 0 | 701501026 ABB India Limited ¦ 701501242 ABB India Limited ¦ INHN EPDS-LV Systems, Bangalore |  | ABB
1SYN426019R001A | IN-10026019.A.5 | 1SBL137001R1310 | Contact AF09-30-10-13 100-220V50/50HZ-DC | 0 | 0 | 0 | 0 | 0 | 0 | 0 | 701501026 ABB India Limited ¦ 701501242 ABB India Limited ¦ INHN EPDS-LV Systems, Bangalore |  | ABB
1SYN126019R001A | IN-10026019.A.1 | 1SBL137501R1100 | AF09-22-00-11 24-60V50/60HZ 20-60VDC Con | 2 | 2 | 0 | 0 | 0 | 0 | 0 | 701501026 ABB India Limited |  | ABB
1SYN226019R001A | IN-10026019.A.2 | 1SBL137501R1100 | AF09-22-00-11 24-60V50/60HZ 20-60VDC Con | 2 | 2 | 0 | 0 | 0 | 0 | 0 | 701501026 ABB India Limited |  | ABB
1SYN226019R002A | IN-10026019.A.3 | 1SBL137501R1100 | AF09-22-00-11 24-60V50/60HZ 20-60VDC Con | 2 | 2 | 0 | 0 | 0 | 0 | 0 | 701501026 ABB India Limited |  | ABB
1SYN426019R001A | IN-10026019.A.5 | 1SBL137501R1100 | AF09-22-00-11 24-60V50/60HZ 20-60VDC Con | 0 | 0 | 0 | 0 | 0 | 0 | 0 | 701501026 ABB India Limited |  | ABB
1SYN126019R001A | IN-10026019.A.1 | 1SBL137501R1300 | AF09-22-00-13;100-250V50/60HZ-AC/DC Cont | 2 | 0 | 0 | 0 | 2 | 2 | 0 | 701501026 ABB India Limited |  | ABB
1SYN226019R001A | IN-10026019.A.2 | 1SBL137501R1300 | AF09-22-00-13;100-250V50/60HZ-AC/DC Cont | 4 | 0 | 0 | 0 | 4 | 4 | 0 | 701501026 ABB India Limited |  | ABB
1SYN226019R002A | IN-10026019.A.3 | 1SBL137501R1300 | AF09-22-00-13;100-250V50/60HZ-AC/DC Cont | 4 | 0 | 0 | 0 | 4 | 4 | 0 | 701501026 ABB India Limited |  | ABB
1SYN426019R001A | IN-10026019.A.5 | 1SBL137501R1300 | AF09-22-00-13;100-250V50/60HZ-AC/DC Cont | 0 | 0 | 0 | 0 | 0 | 0 | 0 | 701501026 ABB India Limited |  | ABB
1SYN126019R001A | IN-10026019.A.1 | 1SBL237001R1300 | AF26-30-00-13 | 0 | 0 | 0 | 0 | 0 | 0 | 0 | 701501026 ABB India Limited ¦ 701501242 ABB India Limited ¦ INHN EPDS-LV Systems, Bangalore |  | ABB
1SYN226019R001A | IN-10026019.A.2 | 1SBL237001R1300 | AF26-30-00-13 | 11 | 0 | 0 | 0 | 11 | 11 | 0 | 701501026 ABB India Limited ¦ 701501242 ABB India Limited ¦ INHN EPDS-LV Systems, Bangalore |  | ABB
1SYN226019R002A | IN-10026019.A.3 | 1SBL237001R1300 | AF26-30-00-13 | 0 | 0 | 0 | 0 | 0 | 0 | 0 | 701501026 ABB India Limited ¦ 701501242 ABB India Limited ¦ INHN EPDS-LV Systems, Bangalore |  | ABB
1SYN426019R001A | IN-10026019.A.5 | 1SBL237001R1300 | AF26-30-00-13 | 0 | 0 | 0 | 0 | 0 | 0 | 0 | 701501026 ABB India Limited ¦ 701501242 ABB India Limited ¦ INHN EPDS-LV Systems, Bangalore |  | ABB
1SYN126019R001A | IN-10026019.A.1 | 1SBL237501R1300 | AF26-22-00-13 100-250V50/60HZ-DC Contac | 2 | 2 | 0 | 0 | 0 | 0 | 64 | 701501026 ABB India Limited |  | ABB
1SYN226019R001A | IN-10026019.A.2 | 1SBL237501R1300 | AF26-22-00-13 100-250V50/60HZ-DC Contac | 2 | 2 | 0 | 0 | 0 | 0 | 64 | 701501026 ABB India Limited |  | ABB
1SYN226019R002A | IN-10026019.A.3 | 1SBL237501R1300 | AF26-22-00-13 100-250V50/60HZ-DC Contac | 2 | 2 | 0 | 0 | 0 | 0 | 64 | 701501026 ABB India Limited |  | ABB
1SYN426019R001A | IN-10026019.A.5 | 1SBL237501R1300 | AF26-22-00-13 100-250V50/60HZ-DC Contac | 0 | 0 | 0 | 0 | 0 | 0 | 64 | 701501026 ABB India Limited |  | ABB
1SYN126019R001A | IN-10026019.A.1 | 1SBL297001R1300 | AF38-30-00-13 | 0 | 0 | 0 | 0 | 0 | 0 | 0 | 701501026 ABB India Limited |  | ABB
1SYN226019R001A | IN-10026019.A.2 | 1SBL297001R1300 | AF38-30-00-13 | 6 | 0 | 0 | 0 | 6 | 6 | 0 | 701501026 ABB India Limited |  | ABB
1SYN226019R002A | IN-10026019.A.3 | 1SBL297001R1300 | AF38-30-00-13 | 0 | 0 | 0 | 0 | 0 | 0 | 0 | 701501026 ABB India Limited |  | ABB
1SYN426019R001A | IN-10026019.A.5 | 1SBL297001R1300 | AF38-30-00-13 | 0 | 0 | 0 | 0 | 0 | 0 | 0 | 701501026 ABB India Limited |  | ABB
1SYN126019R001A | IN-10026019.A.1 | 1SBL297501R1300 | AF38-22-00-13 100-250V50/60HZ-DC Contact | 2 | 1 | 0 | 0 | 1 | 1 | 0 | 701501026 ABB India Limited ¦ 701501242 ABB India Limited |  | ABB
1SYN226019R001A | IN-10026019.A.2 | 1SBL297501R1300 | AF38-22-00-13 100-250V50/60HZ-DC Contact | 0 | 0 | 0 | 0 | 0 | 0 | 0 | 701501026 ABB India Limited ¦ 701501242 ABB India Limited |  | ABB
1SYN226019R002A | IN-10026019.A.3 | 1SBL297501R1300 | AF38-22-00-13 100-250V50/60HZ-DC Contact | 0 | 0 | 0 | 0 | 0 | 0 | 0 | 701501026 ABB India Limited ¦ 701501242 ABB India Limited |  | ABB
1SYN426019R001A | IN-10026019.A.5 | 1SBL297501R1300 | AF38-22-00-13 100-250V50/60HZ-DC Contact | 0 | 0 | 0 | 0 | 0 | 0 | 0 | 701501026 ABB India Limited ¦ 701501242 ABB India Limited |  | ABB
1SYN126019R001A | IN-10026019.A.1 | 1SBL347001R1300 | AF40-30-00-13 100-250V50/60HZ-DC Contact | 0 | 0 | 0 | 0 | 0 | 0 | 0 | 701501026 ABB India Limited ¦ INHN EPDS-LV Systems, Bangalore |  | ABB
1SYN226019R001A | IN-10026019.A.2 | 1SBL347001R1300 | AF40-30-00-13 100-250V50/60HZ-DC Contact | 14 | 14 | 0 | 0 | 0 | 0 | 0 | 701501026 ABB India Limited ¦ INHN EPDS-LV Systems, Bangalore |  | ABB
1SYN226019R002A | IN-10026019.A.3 | 1SBL347001R1300 | AF40-30-00-13 100-250V50/60HZ-DC Contact | 7 | 7 | 0 | 0 | 0 | 0 | 0 | 701501026 ABB India Limited ¦ INHN EPDS-LV Systems, Bangalore |  | ABB
1SYN426019R001A | IN-10026019.A.5 | 1SBL347001R1300 | AF40-30-00-13 100-250V50/60HZ-DC Contact | 0 | 0 | 0 | 0 | 0 | 0 | 0 | 701501026 ABB India Limited ¦ INHN EPDS-LV Systems, Bangalore |  | ABB
1SYN126019R001A | IN-10026019.A.1 | 1SBL367001R1300 | AF52-30-00-13 100-250V50/60HZ-DC Contact | 0 | 0 | 0 | 0 | 0 | 0 | 0 | 701501026 ABB India Limited ¦ INHN EPDS-LV Systems, Bangalore |  | ABB
1SYN226019R001A | IN-10026019.A.2 | 1SBL367001R1300 | AF52-30-00-13 100-250V50/60HZ-DC Contact | 0 | 0 | 0 | 0 | 0 | 0 | 0 | 701501026 ABB India Limited ¦ INHN EPDS-LV Systems, Bangalore |  | ABB
1SYN226019R002A | IN-10026019.A.3 | 1SBL367001R1300 | AF52-30-00-13 100-250V50/60HZ-DC Contact | 3 | 0 | 0 | 0 | 3 | 3 | 0 | 701501026 ABB India Limited ¦ INHN EPDS-LV Systems, Bangalore |  | ABB
1SYN426019R001A | IN-10026019.A.5 | 1SBL367001R1300 | AF52-30-00-13 100-250V50/60HZ-DC Contact | 0 | 0 | 0 | 0 | 0 | 0 | 0 | 701501026 ABB India Limited ¦ INHN EPDS-LV Systems, Bangalore |  | ABB
1SYN126019R001A | IN-10026019.A.1 | 1SBL387001R1300 | AF65-30-00-13 100-250V50/60HZ-DC Contact | 0 | 0 | 0 | 0 | 0 | 0 | 0 | 701501026 ABB India Limited ¦ INHN EPDS-LV Systems, Bangalore |  | ABB
1SYN226019R001A | IN-10026019.A.2 | 1SBL387001R1300 | AF65-30-00-13 100-250V50/60HZ-DC Contact | 5 | 5 | 0 | 0 | 0 | 0 | 0 | 701501026 ABB India Limited ¦ INHN EPDS-LV Systems, Bangalore |  | ABB
1SYN226019R002A | IN-10026019.A.3 | 1SBL387001R1300 | AF65-30-00-13 100-250V50/60HZ-DC Contact | 0 | 0 | 0 | 0 | 0 | 0 | 0 | 701501026 ABB India Limited ¦ INHN EPDS-LV Systems, Bangalore |  | ABB
1SYN426019R001A | IN-10026019.A.5 | 1SBL387001R1300 | AF65-30-00-13 100-250V50/60HZ-DC Contact | 0 | 0 | 0 | 0 | 0 | 0 | 0 | 701501026 ABB India Limited ¦ INHN EPDS-LV Systems, Bangalore |  | ABB
1SYN126019R001A | IN-10026019.A.1 | 1SBN010010R1001 | CA5-01 Auxiliary Contact Block | 28 | 23 | 0 | 0 | 0 | 5 | 46 | 701501026 ABB India Limited ¦ 701501242 ABB India Limited ¦ INHN EPDS-LV Systems, Bangalore |  | ABB
1SYN226019R001A | IN-10026019.A.2 | 1SBN010010R1001 | CA5-01 Auxiliary Contact Block | 2 | 6 | 0 | 0 | 0 | 0 | 46 | 701501026 ABB India Limited ¦ 701501242 ABB India Limited ¦ INHN EPDS-LV Systems, Bangalore |  | ABB
1SYN226019R002A | IN-10026019.A.3 | 1SBN010010R1001 | CA5-01 Auxiliary Contact Block | 1 | 2 | 0 | 0 | 0 | 0 | 46 | 701501026 ABB India Limited ¦ 701501242 ABB India Limited ¦ INHN EPDS-LV Systems, Bangalore |  | ABB
1SYN426019R001A | IN-10026019.A.5 | 1SBN010010R1001 | CA5-01 Auxiliary Contact Block | 0 | 0 | 0 | 0 | 0 | 0 | 46 | 701501026 ABB India Limited ¦ 701501242 ABB India Limited ¦ INHN EPDS-LV Systems, Bangalore |  | ABB
1SYN126019R001A | IN-10026019.A.1 | 1SBN010010R1010 | CA5-10 Auxiliary Contact Block | 160 | 183 | 75 | 0 | 0 | 0 | 50 | 701501026 ABB India Limited ¦ 701501242 ABB India Limited ¦ INHN EPDS-LV Systems, Bangalore |  | ABB
1SYN226019R001A | IN-10026019.A.2 | 1SBN010010R1010 | CA5-10 Auxiliary Contact Block | 25 | 36 | 36 | 0 | 0 | 0 | 50 | 701501026 ABB India Limited ¦ 701501242 ABB India Limited ¦ INHN EPDS-LV Systems, Bangalore |  | ABB
1SYN226019R002A | IN-10026019.A.3 | 1SBN010010R1010 | CA5-10 Auxiliary Contact Block | 8 | 12 | 12 | 0 | 0 | 0 | 50 | 701501026 ABB India Limited ¦ 701501242 ABB India Limited ¦ INHN EPDS-LV Systems, Bangalore |  | ABB
1SYN426019R001A | IN-10026019.A.5 | 1SBN010010R1010 | CA5-10 Auxiliary Contact Block | 0 | 0 | 0 | 0 | 0 | 0 | 50 | 701501026 ABB India Limited ¦ 701501242 ABB India Limited ¦ INHN EPDS-LV Systems, Bangalore |  | ABB
1SYN126019R001A | IN-10026019.A.1 | 1SBN010110R1001 | CA4-01 Auxiliary Contact Block | 31 | 31 | 0 | 0 | 0 | 0 | 0 | 701501026 ABB India Limited ¦ 701501242 ABB India Limited ¦ INHN EPDS-LV Systems, Bangalore |  | ABB
1SYN226019R001A | IN-10026019.A.2 | 1SBN010110R1001 | CA4-01 Auxiliary Contact Block | 61 | 24 | 45 | 45 | 0 | 37 | 0 | 701501026 ABB India Limited ¦ 701501242 ABB India Limited ¦ INHN EPDS-LV Systems, Bangalore |  | ABB
1SYN226019R002A | IN-10026019.A.3 | 1SBN010110R1001 | CA4-01 Auxiliary Contact Block | 29 | 0 | 29 | 29 | 0 | 29 | 0 | 701501026 ABB India Limited ¦ 701501242 ABB India Limited ¦ INHN EPDS-LV Systems, Bangalore |  | ABB
1SYN426019R001A | IN-10026019.A.5 | 1SBN010110R1001 | CA4-01 Auxiliary Contact Block | 0 | 0 | 0 | 0 | 0 | 0 | 0 | 701501026 ABB India Limited ¦ 701501242 ABB India Limited ¦ INHN EPDS-LV Systems, Bangalore |  | ABB
1SYN126019R001A | IN-10026019.A.1 | 1SBN010110R1010 | CA4-10 Auxiliary Contact Block | 36 | 36 | 0 | 0 | 0 | 0 | 326 | 701501026 ABB India Limited ¦ 701501242 ABB India Limited ¦ INHN EPDS-LV Systems, Bangalore |  | ABB
1SYN226019R001A | IN-10026019.A.2 | 1SBN010110R1010 | CA4-10 Auxiliary Contact Block | 123 | 123 | 0 | 0 | 0 | 0 | 326 | 701501026 ABB India Limited ¦ 701501242 ABB India Limited ¦ INHN EPDS-LV Systems, Bangalore |  | ABB
1SYN226019R002A | IN-10026019.A.3 | 1SBN010110R1010 | CA4-10 Auxiliary Contact Block | 52 | 52 | 0 | 0 | 0 | 0 | 326 | 701501026 ABB India Limited ¦ 701501242 ABB India Limited ¦ INHN EPDS-LV Systems, Bangalore |  | ABB
1SYN426019R001A | IN-10026019.A.5 | 1SBN010110R1010 | CA4-10 Auxiliary Contact Block | 0 | 0 | 0 | 0 | 0 | 0 | 326 | 701501026 ABB India Limited ¦ 701501242 ABB India Limited ¦ INHN EPDS-LV Systems, Bangalore |  | ABB
1SYN126019R001A | IN-10026019.A.1 | 1SCA022185R3730 | OBEA01AU CONTACT BLOCK | 3 | 0 | 0 | 0 | 3 | 3 | 110 | 701501026 ABB India Limited |  | ABB
1SYN226019R001A | IN-10026019.A.2 | 1SCA022185R3730 | OBEA01AU CONTACT BLOCK | 0 | 0 | 0 | 0 | 0 | 0 | 110 | 701501026 ABB India Limited |  | ABB
1SYN226019R002A | IN-10026019.A.3 | 1SCA022185R3730 | OBEA01AU CONTACT BLOCK | 0 | 0 | 0 | 0 | 0 | 0 | 110 | 701501026 ABB India Limited |  | ABB
1SYN426019R001A | IN-10026019.A.5 | 1SCA022185R3730 | OBEA01AU CONTACT BLOCK | 0 | 0 | 0 | 0 | 0 | 0 | 110 | 701501026 ABB India Limited |  | ABB
1SYN126019R001A | IN-10026019.A.1 | 1SCA022399R7720 | OHG65H9K HANDLE | 10 | 10 | 0 | 0 | 0 | 0 | 371 | 1300006875 XIAMEN MINHE ELECTRICAL ¦ 1800000327 ABB s.r.o. ELSYNN ¦ INHN EPDS-LV Systems, Bangalore |  | ABB
1SYN226019R001A | IN-10026019.A.2 | 1SCA022399R7720 | OHG65H9K HANDLE | 53 | 2 | 0 | 0 | 0 | 51 | 371 | 1300006875 XIAMEN MINHE ELECTRICAL ¦ 1800000327 ABB s.r.o. ELSYNN ¦ INHN EPDS-LV Systems, Bangalore |  | ABB
1SYN226019R002A | IN-10026019.A.3 | 1SCA022399R7720 | OHG65H9K HANDLE | 21 | 21 | 0 | 0 | 0 | 0 | 371 | 1300006875 XIAMEN MINHE ELECTRICAL ¦ 1800000327 ABB s.r.o. ELSYNN ¦ INHN EPDS-LV Systems, Bangalore |  | ABB
1SYN426019R001A | IN-10026019.A.5 | 1SCA022399R7720 | OHG65H9K HANDLE | 0 | 0 | 0 | 0 | 0 | 0 | 371 | 1300006875 XIAMEN MINHE ELECTRICAL ¦ 1800000327 ABB s.r.o. ELSYNN ¦ INHN EPDS-LV Systems, Bangalore |  | ABB
1SYN126019R001A | IN-10026019.A.1 | 1SCA022399R7810 | OHG95H9K HANDLE | 24 | 16 | 0 | 0 | 8 | 8 | 0 | 1300006875 XIAMEN MINHE ELECTRICAL ¦ 1800000327 ABB s.r.o. ELSYNN |  | ABB
1SYN226019R001A | IN-10026019.A.2 | 1SCA022399R7810 | OHG95H9K HANDLE | 0 | 0 | 0 | 0 | 0 | 0 | 0 | 1300006875 XIAMEN MINHE ELECTRICAL ¦ 1800000327 ABB s.r.o. ELSYNN |  | ABB
1SYN226019R002A | IN-10026019.A.3 | 1SCA022399R7810 | OHG95H9K HANDLE | 0 | 0 | 0 | 0 | 0 | 0 | 0 | 1300006875 XIAMEN MINHE ELECTRICAL ¦ 1800000327 ABB s.r.o. ELSYNN |  | ABB
1SYN426019R001A | IN-10026019.A.5 | 1SCA022399R7810 | OHG95H9K HANDLE | 0 | 0 | 0 | 0 | 0 | 0 | 0 | 1300006875 XIAMEN MINHE ELECTRICAL ¦ 1800000327 ABB s.r.o. ELSYNN |  | ABB
1SYN126019R001A | IN-10026019.A.1 | 1SCA022399R7990 | OHG125H9K HANDLE | 0 | 0 | 0 | 0 | 0 | 0 | 1 | 1300006875 XIAMEN MINHE ELECTRICAL ¦ 1800000327 ABB s.r.o. ELSYNN ¦ INHN EPDS-LV Systems, Bangalore |  | ABB
1SYN226019R001A | IN-10026019.A.2 | 1SCA022399R7990 | OHG125H9K HANDLE | 0 | 0 | 0 | 0 | 0 | 0 | 1 | 1300006875 XIAMEN MINHE ELECTRICAL ¦ 1800000327 ABB s.r.o. ELSYNN ¦ INHN EPDS-LV Systems, Bangalore |  | ABB
1SYN226019R002A | IN-10026019.A.3 | 1SCA022399R7990 | OHG125H9K HANDLE | 2 | 0 | 0 | 0 | 2 | 2 | 1 | 1300006875 XIAMEN MINHE ELECTRICAL ¦ 1800000327 ABB s.r.o. ELSYNN ¦ INHN EPDS-LV Systems, Bangalore |  | ABB
1SYN426019R001A | IN-10026019.A.5 | 1SCA022399R7990 | OHG125H9K HANDLE | 0 | 0 | 0 | 0 | 0 | 0 | 1 | 1300006875 XIAMEN MINHE ELECTRICAL ¦ 1800000327 ABB s.r.o. ELSYNN ¦ INHN EPDS-LV Systems, Bangalore |  | ABB
1SYN126019R001A | IN-10026019.A.1 | 1SDA066325R1 | SOR-C XT1..XT4 F/P 220-240Vac-220-250Vdc | 39 | 0 | 0 | 0 | 0 | 39 | 0 | 1800000017 ABB S.p.A. Electrification ¦ 701501026 ABB India Limited |  | ABB
1SYN226019R001A | IN-10026019.A.2 | 1SDA066325R1 | SOR-C XT1..XT4 F/P 220-240Vac-220-250Vdc | 53 | 0 | 0 | 0 | 0 | 53 | 0 | 1800000017 ABB S.p.A. Electrification ¦ 701501026 ABB India Limited |  | ABB
1SYN226019R002A | IN-10026019.A.3 | 1SDA066325R1 | SOR-C XT1..XT4 F/P 220-240Vac-220-250Vdc | 23 | 0 | 0 | 0 | 0 | 23 | 0 | 1800000017 ABB S.p.A. Electrification ¦ 701501026 ABB India Limited |  | ABB
1SYN426019R001A | IN-10026019.A.5 | 1SDA066325R1 | SOR-C XT1..XT4 F/P 220-240Vac-220-250Vdc | 2 | 0 | 2 | 2 | 0 | 2 | 0 | 1800000017 ABB S.p.A. Electrification ¦ 701501026 ABB India Limited |  | ABB
1SYN126019R001A | IN-10026019.A.1 | 1SDA066400R1 | UVR-C XT1..XT4 F/P 380-440 Vac | 9 | 0 | 0 | 0 | 0 | 9 | 0 | 1800000017 ABB S.p.A. Electrification |  | ABB
1SYN226019R001A | IN-10026019.A.2 | 1SDA066400R1 | UVR-C XT1..XT4 F/P 380-440 Vac | 14 | 0 | 0 | 0 | 0 | 14 | 0 | 1800000017 ABB S.p.A. Electrification |  | ABB
1SYN226019R002A | IN-10026019.A.3 | 1SDA066400R1 | UVR-C XT1..XT4 F/P 380-440 Vac | 2 | 0 | 0 | 0 | 0 | 2 | 0 | 1800000017 ABB S.p.A. Electrification |  | ABB
1SYN426019R001A | IN-10026019.A.5 | 1SDA066400R1 | UVR-C XT1..XT4 F/P 380-440 Vac | 2 | 0 | 2 | 2 | 0 | 2 | 0 | 1800000017 ABB S.p.A. Electrification |  | ABB
1SYN126019R001A | IN-10026019.A.1 | 1SDA066431R1 | AUX-C 1Q+1SY 250Vac/dc XT1...XT6 F/P | 55 | 0 | 0 | 0 | 0 | 55 | 0 | 1800000017 ABB S.p.A. Electrification ¦ 701501026 ABB India Limited ¦ 701501242 ABB India Limited ¦ INHN EPDS-LV Systems, Bangalore |  | ABB
1SYN226019R001A | IN-10026019.A.2 | 1SDA066431R1 | AUX-C 1Q+1SY 250Vac/dc XT1...XT6 F/P | 23 | 0 | 0 | 0 | 0 | 23 | 0 | 1800000017 ABB S.p.A. Electrification ¦ 701501026 ABB India Limited ¦ 701501242 ABB India Limited ¦ INHN EPDS-LV Systems, Bangalore |  | ABB
1SYN226019R002A | IN-10026019.A.3 | 1SDA066431R1 | AUX-C 1Q+1SY 250Vac/dc XT1...XT6 F/P | 14 | 0 | 0 | 0 | 0 | 14 | 0 | 1800000017 ABB S.p.A. Electrification ¦ 701501026 ABB India Limited ¦ 701501242 ABB India Limited ¦ INHN EPDS-LV Systems, Bangalore |  | ABB
1SYN426019R001A | IN-10026019.A.5 | 1SDA066431R1 | AUX-C 1Q+1SY 250Vac/dc XT1...XT6 F/P | 0 | 0 | 0 | 0 | 0 | 0 | 0 | 1800000017 ABB S.p.A. Electrification ¦ 701501026 ABB India Limited ¦ 701501242 ABB India Limited ¦ INHN EPDS-LV Systems, Bangalore |  | ABB
1SYN126019R001A | IN-10026019.A.1 | 1SDA066434R1 | AUX-C 3Q+1SY 250Vac/dc XT2..XT6 F/P | 0 | 0 | 0 | 0 | 0 | 0 | 0 | 1800000017 ABB S.p.A. Electrification ¦ 701501026 ABB India Limited ¦ INHN EPDS-LV Systems, Bangalore |  | ABB
1SYN226019R001A | IN-10026019.A.2 | 1SDA066434R1 | AUX-C 3Q+1SY 250Vac/dc XT2..XT6 F/P | 30 | 0 | 0 | 0 | 0 | 30 | 0 | 1800000017 ABB S.p.A. Electrification ¦ 701501026 ABB India Limited ¦ INHN EPDS-LV Systems, Bangalore |  | ABB
1SYN226019R002A | IN-10026019.A.3 | 1SDA066434R1 | AUX-C 3Q+1SY 250Vac/dc XT2..XT6 F/P | 9 | 0 | 0 | 0 | 0 | 9 | 0 | 1800000017 ABB S.p.A. Electrification ¦ 701501026 ABB India Limited ¦ INHN EPDS-LV Systems, Bangalore |  | ABB
1SYN426019R001A | IN-10026019.A.5 | 1SDA066434R1 | AUX-C 3Q+1SY 250Vac/dc XT2..XT6 F/P | 0 | 0 | 0 | 0 | 0 | 0 | 0 | 1800000017 ABB S.p.A. Electrification ¦ 701501026 ABB India Limited ¦ INHN EPDS-LV Systems, Bangalore |  | ABB
1SYN126019R001A | IN-10026019.A.1 | 1SDA066666R1 | HTC XT2 3p TERMINAL COVERS HIGH 2pcs | 3 | 0 | 0 | 0 | 0 | 3 | 0 | 1800000017 ABB S.p.A. Electrification ¦ 701501026 ABB India Limited ¦ INHN EPDS-LV Systems, Bangalore |  | ABB
1SYN226019R001A | IN-10026019.A.2 | 1SDA066666R1 | HTC XT2 3p TERMINAL COVERS HIGH 2pcs | 30 | 0 | 0 | 0 | 0 | 30 | 0 | 1800000017 ABB S.p.A. Electrification ¦ 701501026 ABB India Limited ¦ INHN EPDS-LV Systems, Bangalore |  | ABB
1SYN226019R002A | IN-10026019.A.3 | 1SDA066666R1 | HTC XT2 3p TERMINAL COVERS HIGH 2pcs | 14 | 0 | 0 | 0 | 0 | 14 | 0 | 1800000017 ABB S.p.A. Electrification ¦ 701501026 ABB India Limited ¦ INHN EPDS-LV Systems, Bangalore |  | ABB
1SYN426019R001A | IN-10026019.A.5 | 1SDA066666R1 | HTC XT2 3p TERMINAL COVERS HIGH 2pcs | 0 | 0 | 0 | 0 | 0 | 0 | 0 | 1800000017 ABB S.p.A. Electrification ¦ 701501026 ABB India Limited ¦ INHN EPDS-LV Systems, Bangalore |  | ABB
1SYN126019R001A | IN-10026019.A.1 | 1SDA066667R1 | HTC XT2 4p TERMINAL COVERS HIGH 2pcs | 28 | 0 | 0 | 0 | 0 | 28 | 0 | 1800000017 ABB S.p.A. Electrification ¦ 701501026 ABB India Limited |  | ABB
1SYN226019R001A | IN-10026019.A.2 | 1SDA066667R1 | HTC XT2 4p TERMINAL COVERS HIGH 2pcs | 23 | 0 | 0 | 0 | 0 | 23 | 0 | 1800000017 ABB S.p.A. Electrification ¦ 701501026 ABB India Limited |  | ABB
1SYN226019R002A | IN-10026019.A.3 | 1SDA066667R1 | HTC XT2 4p TERMINAL COVERS HIGH 2pcs | 7 | 0 | 0 | 0 | 0 | 7 | 0 | 1800000017 ABB S.p.A. Electrification ¦ 701501026 ABB India Limited |  | ABB
1SYN426019R001A | IN-10026019.A.5 | 1SDA066667R1 | HTC XT2 4p TERMINAL COVERS HIGH 2pcs | 0 | 0 | 0 | 0 | 0 | 0 | 0 | 1800000017 ABB S.p.A. Electrification ¦ 701501026 ABB India Limited |  | ABB
1SYN126019R001A | IN-10026019.A.1 | 1SDA066670R1 | HTC XT4 3p TERMINAL COVERS HIGH 2pcs | 0 | 0 | 0 | 0 | 0 | 0 | 0 | 1800000017 ABB S.p.A. Electrification ¦ 701501026 ABB India Limited |  | ABB
1SYN226019R001A | IN-10026019.A.2 | 1SDA066670R1 | HTC XT4 3p TERMINAL COVERS HIGH 2pcs | 0 | 0 | 0 | 0 | 0 | 0 | 0 | 1800000017 ABB S.p.A. Electrification ¦ 701501026 ABB India Limited |  | ABB
1SYN226019R002A | IN-10026019.A.3 | 1SDA066670R1 | HTC XT4 3p TERMINAL COVERS HIGH 2pcs | 2 | 0 | 0 | 0 | 0 | 2 | 0 | 1800000017 ABB S.p.A. Electrification ¦ 701501026 ABB India Limited |  | ABB
1SYN426019R001A | IN-10026019.A.5 | 1SDA066670R1 | HTC XT4 3p TERMINAL COVERS HIGH 2pcs | 0 | 0 | 0 | 0 | 0 | 0 | 0 | 1800000017 ABB S.p.A. Electrification ¦ 701501026 ABB India Limited |  | ABB
1SYN126019R001A | IN-10026019.A.1 | 1SDA066671R1 | HTC XT4 4p TERMINAL COVERS HIGH 2pcs | 8 | 0 | 0 | 0 | 0 | 8 | 0 | 1800000017 ABB S.p.A. Electrification ¦ 701501026 ABB India Limited |  | ABB
1SYN226019R001A | IN-10026019.A.2 | 1SDA066671R1 | HTC XT4 4p TERMINAL COVERS HIGH 2pcs | 0 | 0 | 0 | 0 | 0 | 0 | 0 | 1800000017 ABB S.p.A. Electrification ¦ 701501026 ABB India Limited |  | ABB
1SYN226019R002A | IN-10026019.A.3 | 1SDA066671R1 | HTC XT4 4p TERMINAL COVERS HIGH 2pcs | 0 | 0 | 0 | 0 | 0 | 0 | 0 | 1800000017 ABB S.p.A. Electrification ¦ 701501026 ABB India Limited |  | ABB
1SYN426019R001A | IN-10026019.A.5 | 1SDA066671R1 | HTC XT4 4p TERMINAL COVERS HIGH 2pcs | 0 | 0 | 0 | 0 | 0 | 0 | 0 | 1800000017 ABB S.p.A. Electrification ¦ 701501026 ABB India Limited |  | ABB
1SYN126019R001A | IN-10026019.A.1 | 1SDA067550R1 | XT2S 160 TMD 16-300 3p F F | 0 | 0 | 0 | 0 | 0 | 0 | 0 | 1800000017 ABB S.p.A. Electrification ¦ 701501242 ABB India Limited ¦ INHN EPDS-LV Systems, Bangalore |  | ABB
1SYN226019R001A | IN-10026019.A.2 | 1SDA067550R1 | XT2S 160 TMD 16-300 3p F F | 0 | 0 | 0 | 0 | 0 | 0 | 0 | 1800000017 ABB S.p.A. Electrification ¦ 701501242 ABB India Limited ¦ INHN EPDS-LV Systems, Bangalore |  | ABB
1SYN226019R002A | IN-10026019.A.3 | 1SDA067550R1 | XT2S 160 TMD 16-300 3p F F | 5 | 0 | 0 | 0 | 5 | 5 | 0 | 1800000017 ABB S.p.A. Electrification ¦ 701501242 ABB India Limited ¦ INHN EPDS-LV Systems, Bangalore |  | ABB
1SYN426019R001A | IN-10026019.A.5 | 1SDA067550R1 | XT2S 160 TMD 16-300 3p F F | 0 | 0 | 0 | 0 | 0 | 0 | 0 | 1800000017 ABB S.p.A. Electrification ¦ 701501242 ABB India Limited ¦ INHN EPDS-LV Systems, Bangalore |  | ABB
1SYN126019R001A | IN-10026019.A.1 | 1SDA067552R1 | XT2S 160 TMD 25-300 3p F F | 0 | 0 | 0 | 0 | 0 | 0 | 0 | 701501026 ABB India Limited ¦ 701501242 ABB India Limited |  | ABB
1SYN226019R001A | IN-10026019.A.2 | 1SDA067552R1 | XT2S 160 TMD 25-300 3p F F | 0 | 0 | 0 | 0 | 0 | 0 | 0 | 701501026 ABB India Limited ¦ 701501242 ABB India Limited |  | ABB
1SYN226019R002A | IN-10026019.A.3 | 1SDA067552R1 | XT2S 160 TMD 25-300 3p F F | 2 | 0 | 0 | 0 | 2 | 2 | 0 | 701501026 ABB India Limited ¦ 701501242 ABB India Limited |  | ABB
1SYN426019R001A | IN-10026019.A.5 | 1SDA067552R1 | XT2S 160 TMD 25-300 3p F F | 0 | 0 | 0 | 0 | 0 | 0 | 0 | 701501026 ABB India Limited ¦ 701501242 ABB India Limited |  | ABB
1SYN126019R001A | IN-10026019.A.1 | 1SDA067554R1 | XT2S 160 TMA 40-400 3p F F | 0 | 0 | 0 | 0 | 0 | 0 | 0 | 1800000017 ABB S.p.A. Electrification ¦ 701501242 ABB India Limited ¦ INHN EPDS-LV Systems, Bangalore |  | ABB
1SYN226019R001A | IN-10026019.A.2 | 1SDA067554R1 | XT2S 160 TMA 40-400 3p F F | 0 | 0 | 0 | 0 | 0 | 0 | 0 | 1800000017 ABB S.p.A. Electrification ¦ 701501242 ABB India Limited ¦ INHN EPDS-LV Systems, Bangalore |  | ABB
1SYN226019R002A | IN-10026019.A.3 | 1SDA067554R1 | XT2S 160 TMA 40-400 3p F F | 3 | 0 | 0 | 0 | 0 | 3 | 0 | 1800000017 ABB S.p.A. Electrification ¦ 701501242 ABB India Limited ¦ INHN EPDS-LV Systems, Bangalore |  | ABB
1SYN426019R001A | IN-10026019.A.5 | 1SDA067554R1 | XT2S 160 TMA 40-400 3p F F | 0 | 0 | 0 | 0 | 0 | 0 | 0 | 1800000017 ABB S.p.A. Electrification ¦ 701501242 ABB India Limited ¦ INHN EPDS-LV Systems, Bangalore |  | ABB
1SYN126019R001A | IN-10026019.A.1 | 1SDA067571R1 | XT2S 160 TMD 16-300 4p F F | 0 | 0 | 0 | 0 | 0 | 0 | 0 | 701501242 ABB India Limited |  | ABB
1SYN226019R001A | IN-10026019.A.2 | 1SDA067571R1 | XT2S 160 TMD 16-300 4p F F | 0 | 0 | 0 | 0 | 0 | 0 | 0 | 701501242 ABB India Limited |  | ABB
1SYN226019R002A | IN-10026019.A.3 | 1SDA067571R1 | XT2S 160 TMD 16-300 4p F F | 2 | 0 | 0 | 0 | 2 | 2 | 0 | 701501242 ABB India Limited |  | ABB
1SYN426019R001A | IN-10026019.A.5 | 1SDA067571R1 | XT2S 160 TMD 16-300 4p F F | 0 | 0 | 0 | 0 | 0 | 0 | 0 | 701501242 ABB India Limited |  | ABB
1SYN126019R001A | IN-10026019.A.1 | 1SDA067574R1 | XT2S 160 TMD 32-320 4p F F | 0 | 0 | 0 | 0 | 0 | 0 | 0 | 1800000017 ABB S.p.A. Electrification ¦ 701501242 ABB India Limited |  | ABB
1SYN226019R001A | IN-10026019.A.2 | 1SDA067574R1 | XT2S 160 TMD 32-320 4p F F | 0 | 0 | 0 | 0 | 0 | 0 | 0 | 1800000017 ABB S.p.A. Electrification ¦ 701501242 ABB India Limited |  | ABB
1SYN226019R002A | IN-10026019.A.3 | 1SDA067574R1 | XT2S 160 TMD 32-320 4p F F | 2 | 0 | 0 | 0 | 2 | 2 | 0 | 1800000017 ABB S.p.A. Electrification ¦ 701501242 ABB India Limited |  | ABB
1SYN426019R001A | IN-10026019.A.5 | 1SDA067574R1 | XT2S 160 TMD 32-320 4p F F | 0 | 0 | 0 | 0 | 0 | 0 | 0 | 1800000017 ABB S.p.A. Electrification ¦ 701501242 ABB India Limited |  | ABB
1SYN126019R001A | IN-10026019.A.1 | 1SDA067615R1 | XT2H 160 TMD 16-300 4p F F | 0 | 0 | 0 | 0 | 0 | 0 | 0 | 701501242 ABB India Limited |  | ABB
1SYN226019R001A | IN-10026019.A.2 | 1SDA067615R1 | XT2H 160 TMD 16-300 4p F F | 12 | 0 | 0 | 0 | 0 | 12 | 0 | 701501242 ABB India Limited |  | ABB
1SYN226019R002A | IN-10026019.A.3 | 1SDA067615R1 | XT2H 160 TMD 16-300 4p F F | 0 | 0 | 0 | 0 | 0 | 0 | 0 | 701501242 ABB India Limited |  | ABB
1SYN426019R001A | IN-10026019.A.5 | 1SDA067615R1 | XT2H 160 TMD 16-300 4p F F | 0 | 0 | 0 | 0 | 0 | 0 | 0 | 701501242 ABB India Limited |  | ABB
1SYN126019R001A | IN-10026019.A.1 | 1SDA067616R1 | XT2H 160 TMD 20-300 4p F F | 0 | 0 | 0 | 0 | 0 | 0 | 0 | 701501242 ABB India Limited |  | ABB
1SYN226019R001A | IN-10026019.A.2 | 1SDA067616R1 | XT2H 160 TMD 20-300 4p F F | 9 | 0 | 0 | 0 | 9 | 9 | 0 | 701501242 ABB India Limited |  | ABB
1SYN226019R002A | IN-10026019.A.3 | 1SDA067616R1 | XT2H 160 TMD 20-300 4p F F | 0 | 0 | 0 | 0 | 0 | 0 | 0 | 701501242 ABB India Limited |  | ABB
1SYN426019R001A | IN-10026019.A.5 | 1SDA067616R1 | XT2H 160 TMD 20-300 4p F F | 0 | 0 | 0 | 0 | 0 | 0 | 0 | 701501242 ABB India Limited |  | ABB
1SYN126019R001A | IN-10026019.A.1 | 1SDA067622R1 | XT2H 160 TMA 80-800 4p F F | 0 | 0 | 0 | 0 | 0 | 0 | 0 | 701501242 ABB India Limited |  | ABB
1SYN226019R001A | IN-10026019.A.2 | 1SDA067622R1 | XT2H 160 TMA 80-800 4p F F | 2 | 0 | 0 | 0 | 2 | 2 | 0 | 701501242 ABB India Limited |  | ABB
1SYN226019R002A | IN-10026019.A.3 | 1SDA067622R1 | XT2H 160 TMA 80-800 4p F F | 0 | 0 | 0 | 0 | 0 | 0 | 0 | 701501242 ABB India Limited |  | ABB
1SYN426019R001A | IN-10026019.A.5 | 1SDA067622R1 | XT2H 160 TMA 80-800 4p F F | 0 | 0 | 0 | 0 | 0 | 0 | 0 | 701501242 ABB India Limited |  | ABB
1SYN126019R001A | IN-10026019.A.1 | 1SDA067766R1 | XT2S 160 MA 32 Im=192...448 3p F F | 0 | 0 | 0 | 0 | 0 | 0 | 0 | 1800000017 ABB S.p.A. Electrification ¦ 701501242 ABB India Limited ¦ INHN EPDS-LV Systems, Bangalore |  | ABB
1SYN226019R001A | IN-10026019.A.2 | 1SDA067766R1 | XT2S 160 MA 32 Im=192...448 3p F F | 0 | 0 | 0 | 0 | 0 | 0 | 0 | 1800000017 ABB S.p.A. Electrification ¦ 701501242 ABB India Limited ¦ INHN EPDS-LV Systems, Bangalore |  | ABB
1SYN226019R002A | IN-10026019.A.3 | 1SDA067766R1 | XT2S 160 MA 32 Im=192...448 3p F F | 2 | 0 | 0 | 0 | 0 | 2 | 0 | 1800000017 ABB S.p.A. Electrification ¦ 701501242 ABB India Limited ¦ INHN EPDS-LV Systems, Bangalore |  | ABB
1SYN426019R001A | IN-10026019.A.5 | 1SDA067766R1 | XT2S 160 MA 32 Im=192...448 3p F F | 0 | 0 | 0 | 0 | 0 | 0 | 0 | 1800000017 ABB S.p.A. Electrification ¦ 701501242 ABB India Limited ¦ INHN EPDS-LV Systems, Bangalore |  | ABB
1SYN126019R001A | IN-10026019.A.1 | 1SDA067767R1 | XT2S 160 MA 52 Im=314...728 3p F F | 0 | 0 | 0 | 0 | 0 | 0 | 0 | 1800000017 ABB S.p.A. Electrification ¦ 701501242 ABB India Limited ¦ INHN EPDS-LV Systems, Bangalore |  | ABB
1SYN226019R001A | IN-10026019.A.2 | 1SDA067767R1 | XT2S 160 MA 52 Im=314...728 3p F F | 0 | 0 | 0 | 0 | 0 | 0 | 0 | 1800000017 ABB S.p.A. Electrification ¦ 701501242 ABB India Limited ¦ INHN EPDS-LV Systems, Bangalore |  | ABB
1SYN226019R002A | IN-10026019.A.3 | 1SDA067767R1 | XT2S 160 MA 52 Im=314...728 3p F F | 5 | 0 | 0 | 0 | 5 | 5 | 0 | 1800000017 ABB S.p.A. Electrification ¦ 701501242 ABB India Limited ¦ INHN EPDS-LV Systems, Bangalore |  | ABB
1SYN426019R001A | IN-10026019.A.5 | 1SDA067767R1 | XT2S 160 MA 52 Im=314...728 3p F F | 0 | 0 | 0 | 0 | 0 | 0 | 0 | 1800000017 ABB S.p.A. Electrification ¦ 701501242 ABB India Limited ¦ INHN EPDS-LV Systems, Bangalore |  | ABB
1SYN126019R001A | IN-10026019.A.1 | 1SDA067772R1 | XT2H 160 MF 4 Im=56 3p F F | 0 | 0 | 0 | 0 | 0 | 0 | 0 | 1800000017 ABB S.p.A. Electrification ¦ 701501026 ABB India Limited |  | ABB
1SYN226019R001A | IN-10026019.A.2 | 1SDA067772R1 | XT2H 160 MF 4 Im=56 3p F F | 2 | 0 | 0 | 0 | 0 | 2 | 0 | 1800000017 ABB S.p.A. Electrification ¦ 701501026 ABB India Limited |  | ABB
1SYN226019R002A | IN-10026019.A.3 | 1SDA067772R1 | XT2H 160 MF 4 Im=56 3p F F | 0 | 0 | 0 | 0 | 0 | 0 | 0 | 1800000017 ABB S.p.A. Electrification ¦ 701501026 ABB India Limited |  | ABB
1SYN426019R001A | IN-10026019.A.5 | 1SDA067772R1 | XT2H 160 MF 4 Im=56 3p F F | 0 | 0 | 0 | 0 | 0 | 0 | 0 | 1800000017 ABB S.p.A. Electrification ¦ 701501026 ABB India Limited |  | ABB
1SYN126019R001A | IN-10026019.A.1 | 1SDA067775R1 | XT2H 160 MA 20 Im=120...280 3p F F | 0 | 0 | 0 | 0 | 0 | 0 | 0 | 1800000017 ABB S.p.A. Electrification ¦ 701501242 ABB India Limited ¦ INHN EPDS-LV Systems, Bangalore |  | ABB
1SYN226019R001A | IN-10026019.A.2 | 1SDA067775R1 | XT2H 160 MA 20 Im=120...280 3p F F | 6 | 0 | 0 | 0 | 6 | 6 | 0 | 1800000017 ABB S.p.A. Electrification ¦ 701501242 ABB India Limited ¦ INHN EPDS-LV Systems, Bangalore |  | ABB
1SYN226019R002A | IN-10026019.A.3 | 1SDA067775R1 | XT2H 160 MA 20 Im=120...280 3p F F | 0 | 0 | 0 | 0 | 0 | 0 | 0 | 1800000017 ABB S.p.A. Electrification ¦ 701501242 ABB India Limited ¦ INHN EPDS-LV Systems, Bangalore |  | ABB
1SYN426019R001A | IN-10026019.A.5 | 1SDA067775R1 | XT2H 160 MA 20 Im=120...280 3p F F | 0 | 0 | 0 | 0 | 0 | 0 | 0 | 1800000017 ABB S.p.A. Electrification ¦ 701501242 ABB India Limited ¦ INHN EPDS-LV Systems, Bangalore |  | ABB
1SYN126019R001A | IN-10026019.A.1 | 1SDA067776R1 | XT2H 160 MA 32 Im=192...448 3p F F | 0 | 0 | 0 | 0 | 0 | 0 | 0 | 1800000017 ABB S.p.A. Electrification ¦ 701501242 ABB India Limited |  | ABB
1SYN226019R001A | IN-10026019.A.2 | 1SDA067776R1 | XT2H 160 MA 32 Im=192...448 3p F F | 5 | 0 | 0 | 0 | 5 | 5 | 0 | 1800000017 ABB S.p.A. Electrification ¦ 701501242 ABB India Limited |  | ABB
1SYN226019R002A | IN-10026019.A.3 | 1SDA067776R1 | XT2H 160 MA 32 Im=192...448 3p F F | 0 | 0 | 0 | 0 | 0 | 0 | 0 | 1800000017 ABB S.p.A. Electrification ¦ 701501242 ABB India Limited |  | ABB
1SYN426019R001A | IN-10026019.A.5 | 1SDA067776R1 | XT2H 160 MA 32 Im=192...448 3p F F | 0 | 0 | 0 | 0 | 0 | 0 | 0 | 1800000017 ABB S.p.A. Electrification ¦ 701501242 ABB India Limited |  | ABB
1SYN126019R001A | IN-10026019.A.1 | 1SDA067777R1 | XT2H 160 MA 52 Im=314...728 3p F F | 0 | 0 | 0 | 0 | 0 | 0 | 0 | 1800000017 ABB S.p.A. Electrification ¦ 701501242 ABB India Limited ¦ INHN EPDS-LV Systems, Bangalore |  | ABB
1SYN226019R001A | IN-10026019.A.2 | 1SDA067777R1 | XT2H 160 MA 52 Im=314...728 3p F F | 9 | 0 | 0 | 0 | 6 | 9 | 0 | 1800000017 ABB S.p.A. Electrification ¦ 701501242 ABB India Limited ¦ INHN EPDS-LV Systems, Bangalore |  | ABB
1SYN226019R002A | IN-10026019.A.3 | 1SDA067777R1 | XT2H 160 MA 52 Im=314...728 3p F F | 0 | 0 | 0 | 0 | 0 | 0 | 0 | 1800000017 ABB S.p.A. Electrification ¦ 701501242 ABB India Limited ¦ INHN EPDS-LV Systems, Bangalore |  | ABB
1SYN426019R001A | IN-10026019.A.5 | 1SDA067777R1 | XT2H 160 MA 52 Im=314...728 3p F F | 0 | 0 | 0 | 0 | 0 | 0 | 0 | 1800000017 ABB S.p.A. Electrification ¦ 701501242 ABB India Limited ¦ INHN EPDS-LV Systems, Bangalore |  | ABB
1SYN126019R001A | IN-10026019.A.1 | 1SDA067778R1 | XT2H 160 MA 80 Im=480...1120 3p F F | 0 | 0 | 0 | 0 | 0 | 0 | 0 | 1800000017 ABB S.p.A. Electrification ¦ 701501242 ABB India Limited |  | ABB
1SYN226019R001A | IN-10026019.A.2 | 1SDA067778R1 | XT2H 160 MA 80 Im=480...1120 3p F F | 5 | 0 | 0 | 0 | 5 | 5 | 0 | 1800000017 ABB S.p.A. Electrification ¦ 701501242 ABB India Limited |  | ABB
1SYN226019R002A | IN-10026019.A.3 | 1SDA067778R1 | XT2H 160 MA 80 Im=480...1120 3p F F | 0 | 0 | 0 | 0 | 0 | 0 | 0 | 1800000017 ABB S.p.A. Electrification ¦ 701501242 ABB India Limited |  | ABB
1SYN426019R001A | IN-10026019.A.5 | 1SDA067778R1 | XT2H 160 MA 80 Im=480...1120 3p F F | 0 | 0 | 0 | 0 | 0 | 0 | 0 | 1800000017 ABB S.p.A. Electrification ¦ 701501242 ABB India Limited |  | ABB
1SYN126019R001A | IN-10026019.A.1 | 1SDA068480R1 | XT4S 250 Ekip M Dip I In=250A 3p F F | 0 | 0 | 0 | 0 | 0 | 0 | 0 | 1800000017 ABB S.p.A. Electrification ¦ 701501242 ABB India Limited |  | ABB
1SYN226019R001A | IN-10026019.A.2 | 1SDA068480R1 | XT4S 250 Ekip M Dip I In=250A 3p F F | 0 | 0 | 0 | 0 | 0 | 0 | 0 | 1800000017 ABB S.p.A. Electrification ¦ 701501242 ABB India Limited |  | ABB
1SYN226019R002A | IN-10026019.A.3 | 1SDA068480R1 | XT4S 250 Ekip M Dip I In=250A 3p F F | 2 | 0 | 0 | 0 | 0 | 2 | 0 | 1800000017 ABB S.p.A. Electrification ¦ 701501242 ABB India Limited |  | ABB
1SYN426019R001A | IN-10026019.A.5 | 1SDA068480R1 | XT4S 250 Ekip M Dip I In=250A 3p F F | 0 | 0 | 0 | 0 | 0 | 0 | 0 | 1800000017 ABB S.p.A. Electrification ¦ 701501242 ABB India Limited |  | ABB
1SYN126019R001A | IN-10026019.A.1 | 1SDA069057R1 | RHE_B XT2-XT4 F/P BASE R.DIST.ADJ.ROT.HA | 39 | 0 | 0 | 0 | 0 | 39 | 0 | 1800000017 ABB S.p.A. Electrification ¦ 701501026 ABB India Limited ¦ 701501242 ABB India Limited ¦ INHN EPDS-LV Systems, Bangalore |  | ABB
1SYN226019R001A | IN-10026019.A.2 | 1SDA069057R1 | RHE_B XT2-XT4 F/P BASE R.DIST.ADJ.ROT.HA | 53 | 0 | 0 | 0 | 0 | 53 | 0 | 1800000017 ABB S.p.A. Electrification ¦ 701501026 ABB India Limited ¦ 701501242 ABB India Limited ¦ INHN EPDS-LV Systems, Bangalore |  | ABB
1SYN226019R002A | IN-10026019.A.3 | 1SDA069057R1 | RHE_B XT2-XT4 F/P BASE R.DIST.ADJ.ROT.HA | 23 | 0 | 0 | 0 | 0 | 23 | 0 | 1800000017 ABB S.p.A. Electrification ¦ 701501026 ABB India Limited ¦ 701501242 ABB India Limited ¦ INHN EPDS-LV Systems, Bangalore |  | ABB
1SYN426019R001A | IN-10026019.A.5 | 1SDA069057R1 | RHE_B XT2-XT4 F/P BASE R.DIST.ADJ.ROT.HA | 1 | 0 | 1 | 1 | 0 | 1 | 0 | 1800000017 ABB S.p.A. Electrification ¦ 701501026 ABB India Limited ¦ 701501242 ABB India Limited ¦ INHN EPDS-LV Systems, Bangalore |  | ABB
1SYN126019R001A | IN-10026019.A.1 | 1SDA073672R1 | YO E1.2..E6.2-XT7-XT7M 110-120 VAC/DC | 0 | 0 | 0 | 0 | 0 | 0 | 0 | 1800000017 ABB S.p.A. Electrification ¦ 701501026 ABB India Limited ¦ 701501242 ABB India Limited ¦ 701701033 ABB India Limited |  | ABB
1SYN226019R001A | IN-10026019.A.2 | 1SDA073672R1 | YO E1.2..E6.2-XT7-XT7M 110-120 VAC/DC | 0 | 0 | 0 | 0 | 0 | 0 | 0 | 1800000017 ABB S.p.A. Electrification ¦ 701501026 ABB India Limited ¦ 701501242 ABB India Limited ¦ 701701033 ABB India Limited |  | ABB
1SYN226019R002A | IN-10026019.A.3 | 1SDA073672R1 | YO E1.2..E6.2-XT7-XT7M 110-120 VAC/DC | 0 | 0 | 0 | 0 | 0 | 0 | 0 | 1800000017 ABB S.p.A. Electrification ¦ 701501026 ABB India Limited ¦ 701501242 ABB India Limited ¦ 701701033 ABB India Limited |  | ABB
1SYN426019R001A | IN-10026019.A.5 | 1SDA073672R1 | YO E1.2..E6.2-XT7-XT7M 110-120 VAC/DC | 4 | 0 | 4 | 4 | 0 | 4 | 0 | 1800000017 ABB S.p.A. Electrification ¦ 701501026 ABB India Limited ¦ 701501242 ABB India Limited ¦ 701701033 ABB India Limited |  | ABB
1SYN126019R001A | IN-10026019.A.1 | 1SDA073685R1 | YC E1.2..E6.2-XT7M 110-120 VAC/DC | 0 | 0 | 0 | 0 | 0 | 0 | 0 | 1800000017 ABB S.p.A. Electrification ¦ 701501026 ABB India Limited ¦ 701501242 ABB India Limited ¦ 701701033 ABB India Limited |  | ABB
1SYN226019R001A | IN-10026019.A.2 | 1SDA073685R1 | YC E1.2..E6.2-XT7M 110-120 VAC/DC | 0 | 0 | 0 | 0 | 0 | 0 | 0 | 1800000017 ABB S.p.A. Electrification ¦ 701501026 ABB India Limited ¦ 701501242 ABB India Limited ¦ 701701033 ABB India Limited |  | ABB
1SYN226019R002A | IN-10026019.A.3 | 1SDA073685R1 | YC E1.2..E6.2-XT7M 110-120 VAC/DC | 0 | 0 | 0 | 0 | 0 | 0 | 0 | 1800000017 ABB S.p.A. Electrification ¦ 701501026 ABB India Limited ¦ 701501242 ABB India Limited ¦ 701701033 ABB India Limited |  | ABB
1SYN426019R001A | IN-10026019.A.5 | 1SDA073685R1 | YC E1.2..E6.2-XT7M 110-120 VAC/DC | 4 | 0 | 4 | 4 | 0 | 4 | 0 | 1800000017 ABB S.p.A. Electrification ¦ 701501026 ABB India Limited ¦ 701501242 ABB India Limited ¦ 701701033 ABB India Limited |  | ABB
1SYN126019R001A | IN-10026019.A.1 | 1SDA073698R1 | YU E1.2..E6.2-XT7-XT7M 110-120 VAC/DC | 1 | 0 | 1 | 1 | 0 | 1 | 0 | 1800000017 ABB S.p.A. Electrification ¦ 701501026 ABB India Limited |  | ABB
1SYN226019R001A | IN-10026019.A.2 | 1SDA073698R1 | YU E1.2..E6.2-XT7-XT7M 110-120 VAC/DC | 0 | 0 | 0 | 0 | 0 | 0 | 0 | 1800000017 ABB S.p.A. Electrification ¦ 701501026 ABB India Limited |  | ABB
1SYN226019R002A | IN-10026019.A.3 | 1SDA073698R1 | YU E1.2..E6.2-XT7-XT7M 110-120 VAC/DC | 0 | 0 | 0 | 0 | 0 | 0 | 0 | 1800000017 ABB S.p.A. Electrification ¦ 701501026 ABB India Limited |  | ABB
1SYN426019R001A | IN-10026019.A.5 | 1SDA073698R1 | YU E1.2..E6.2-XT7-XT7M 110-120 VAC/DC | 0 | 0 | 0 | 0 | 0 | 0 | 0 | 1800000017 ABB S.p.A. Electrification ¦ 701501026 ABB India Limited |  | ABB
1SYN126019R001A | IN-10026019.A.1 | 1SDA073724R1 | M E2.2/3...E6.2/3 100-130 VAC/DC | 0 | 0 | 0 | 0 | 0 | 0 | 0 | 1800000017 ABB S.p.A. Electrification ¦ 701501026 ABB India Limited ¦ 701501242 ABB India Limited ¦ 701701033 ABB India Limited |  | ABB
1SYN226019R001A | IN-10026019.A.2 | 1SDA073724R1 | M E2.2/3...E6.2/3 100-130 VAC/DC | 0 | 0 | 0 | 0 | 0 | 0 | 0 | 1800000017 ABB S.p.A. Electrification ¦ 701501026 ABB India Limited ¦ 701501242 ABB India Limited ¦ 701701033 ABB India Limited |  | ABB
1SYN226019R002A | IN-10026019.A.3 | 1SDA073724R1 | M E2.2/3...E6.2/3 100-130 VAC/DC | 0 | 0 | 0 | 0 | 0 | 0 | 0 | 1800000017 ABB S.p.A. Electrification ¦ 701501026 ABB India Limited ¦ 701501242 ABB India Limited ¦ 701701033 ABB India Limited |  | ABB
1SYN426019R001A | IN-10026019.A.5 | 1SDA073724R1 | M E2.2/3...E6.2/3 100-130 VAC/DC | 2 | 0 | 2 | 2 | 0 | 2 | 0 | 1800000017 ABB S.p.A. Electrification ¦ 701501026 ABB India Limited ¦ 701501242 ABB India Limited ¦ 701701033 ABB India Limited |  | ABB
1SYN126019R001A | IN-10026019.A.1 | 1SDA073762R1 | AUP 6 contacts 400Vac E1.2/3-XT7-XT7M | 4 | 0 | 0 | 0 | 0 | 4 | 0 | 1800000017 ABB S.p.A. Electrification ¦ 701501026 ABB India Limited ¦ 701501242 ABB India Limited |  | ABB
1SYN226019R001A | IN-10026019.A.2 | 1SDA073762R1 | AUP 6 contacts 400Vac E1.2/3-XT7-XT7M | 3 | 0 | 0 | 0 | 0 | 3 | 0 | 1800000017 ABB S.p.A. Electrification ¦ 701501026 ABB India Limited ¦ 701501242 ABB India Limited |  | ABB
1SYN226019R002A | IN-10026019.A.3 | 1SDA073762R1 | AUP 6 contacts 400Vac E1.2/3-XT7-XT7M | 0 | 0 | 0 | 0 | 0 | 0 | 0 | 1800000017 ABB S.p.A. Electrification ¦ 701501026 ABB India Limited ¦ 701501242 ABB India Limited |  | ABB
1SYN426019R001A | IN-10026019.A.5 | 1SDA073762R1 | AUP 6 contacts 400Vac E1.2/3-XT7-XT7M | 0 | 0 | 0 | 0 | 0 | 0 | 0 | 1800000017 ABB S.p.A. Electrification ¦ 701501026 ABB India Limited ¦ 701501242 ABB India Limited |  | ABB
1SYN126019R001A | IN-10026019.A.1 | 1SDA073764R1 | AUP 5 contacts 400Vac SX E2.2...E6.2 | 7 | 0 | 0 | 0 | 0 | 7 | 0 | 1800000017 ABB S.p.A. Electrification ¦ 701501026 ABB India Limited ¦ 701501242 ABB India Limited ¦ 701701033 ABB India Limited |  | ABB
1SYN226019R001A | IN-10026019.A.2 | 1SDA073764R1 | AUP 5 contacts 400Vac SX E2.2...E6.2 | 0 | 0 | 0 | 0 | 0 | 0 | 0 | 1800000017 ABB S.p.A. Electrification ¦ 701501026 ABB India Limited ¦ 701501242 ABB India Limited ¦ 701701033 ABB India Limited |  | ABB
1SYN226019R002A | IN-10026019.A.3 | 1SDA073764R1 | AUP 5 contacts 400Vac SX E2.2...E6.2 | 0 | 0 | 0 | 0 | 0 | 0 | 0 | 1800000017 ABB S.p.A. Electrification ¦ 701501026 ABB India Limited ¦ 701501242 ABB India Limited ¦ 701701033 ABB India Limited |  | ABB
1SYN426019R001A | IN-10026019.A.5 | 1SDA073764R1 | AUP 5 contacts 400Vac SX E2.2...E6.2 | 0 | 0 | 0 | 0 | 0 | 0 | 0 | 1800000017 ABB S.p.A. Electrification ¦ 701501026 ABB India Limited ¦ 701501242 ABB India Limited ¦ 701701033 ABB India Limited |  | ABB
1SYN126019R001A | IN-10026019.A.1 | 1SDA073840R1 | PLP Pos. padlock D=4/6/8mm E1.2/3-XT7/M | 4 | 0 | 0 | 0 | 0 | 4 | 0 | 1800000017 ABB S.p.A. Electrification ¦ 701701033 ABB India Limited |  | ABB
1SYN226019R001A | IN-10026019.A.2 | 1SDA073840R1 | PLP Pos. padlock D=4/6/8mm E1.2/3-XT7/M | 3 | 0 | 0 | 0 | 0 | 3 | 0 | 1800000017 ABB S.p.A. Electrification ¦ 701701033 ABB India Limited |  | ABB
1SYN226019R002A | IN-10026019.A.3 | 1SDA073840R1 | PLP Pos. padlock D=4/6/8mm E1.2/3-XT7/M | 0 | 0 | 0 | 0 | 0 | 0 | 0 | 1800000017 ABB S.p.A. Electrification ¦ 701701033 ABB India Limited |  | ABB
1SYN426019R001A | IN-10026019.A.5 | 1SDA073840R1 | PLP Pos. padlock D=4/6/8mm E1.2/3-XT7/M | 0 | 0 | 0 | 0 | 0 | 0 | 0 | 1800000017 ABB S.p.A. Electrification ¦ 701701033 ABB India Limited |  | ABB
1SYN126019R001A | IN-10026019.A.1 | 1SDA073849R1 | DLP E2.2...E6.2 | 7 | 0 | 0 | 0 | 0 | 7 | 0 | 1800000017 ABB S.p.A. Electrification ¦ 701501242 ABB India Limited ¦ 701701033 ABB India Limited |  | ABB
1SYN226019R001A | IN-10026019.A.2 | 1SDA073849R1 | DLP E2.2...E6.2 | 0 | 0 | 0 | 0 | 0 | 0 | 0 | 1800000017 ABB S.p.A. Electrification ¦ 701501242 ABB India Limited ¦ 701701033 ABB India Limited |  | ABB
1SYN226019R002A | IN-10026019.A.3 | 1SDA073849R1 | DLP E2.2...E6.2 | 0 | 0 | 0 | 0 | 0 | 0 | 0 | 1800000017 ABB S.p.A. Electrification ¦ 701501242 ABB India Limited ¦ 701701033 ABB India Limited |  | ABB
1SYN426019R001A | IN-10026019.A.5 | 1SDA073849R1 | DLP E2.2...E6.2 | 0 | 0 | 0 | 0 | 0 | 0 | 0 | 1800000017 ABB S.p.A. Electrification ¦ 701501242 ABB India Limited ¦ 701701033 ABB India Limited |  | ABB
1SYN126019R001A | IN-10026019.A.1 | 1SDA073916R1 | E4.2 W FP Iu=4000 or V version 4p HR HR | 4 | 0 | 0 | 0 | 4 | 4 | 0 | 701501242 ABB India Limited ¦ 701701033 ABB India Limited |  | ABB
1SYN226019R001A | IN-10026019.A.2 | 1SDA073916R1 | E4.2 W FP Iu=4000 or V version 4p HR HR | 0 | 0 | 0 | 0 | 0 | 0 | 0 | 701501242 ABB India Limited ¦ 701701033 ABB India Limited |  | ABB
1SYN226019R002A | IN-10026019.A.3 | 1SDA073916R1 | E4.2 W FP Iu=4000 or V version 4p HR HR | 0 | 0 | 0 | 0 | 0 | 0 | 0 | 701501242 ABB India Limited ¦ 701701033 ABB India Limited |  | ABB
1SYN426019R001A | IN-10026019.A.5 | 1SDA073916R1 | E4.2 W FP Iu=4000 or V version 4p HR HR | 0 | 0 | 0 | 0 | 0 | 0 | 0 | 701501242 ABB India Limited ¦ 701701033 ABB India Limited |  | ABB
1SYN126019R001A | IN-10026019.A.1 | 1SDA073922R1 | E6.2 W FP Iu=6300 or X version 4p/f HRHR | 3 | 0 | 0 | 0 | 3 | 3 | 0 | 1800000017 ABB S.p.A. Electrification ¦ 701501026 ABB India Limited ¦ 701501242 ABB India Limited |  | ABB
1SYN226019R001A | IN-10026019.A.2 | 1SDA073922R1 | E6.2 W FP Iu=6300 or X version 4p/f HRHR | 0 | 0 | 0 | 0 | 0 | 0 | 0 | 1800000017 ABB S.p.A. Electrification ¦ 701501026 ABB India Limited ¦ 701501242 ABB India Limited |  | ABB
1SYN226019R002A | IN-10026019.A.3 | 1SDA073922R1 | E6.2 W FP Iu=6300 or X version 4p/f HRHR | 0 | 0 | 0 | 0 | 0 | 0 | 0 | 1800000017 ABB S.p.A. Electrification ¦ 701501026 ABB India Limited ¦ 701501242 ABB India Limited |  | ABB
1SYN426019R001A | IN-10026019.A.5 | 1SDA073922R1 | E6.2 W FP Iu=6300 or X version 4p/f HRHR | 0 | 0 | 0 | 0 | 0 | 0 | 0 | 1800000017 ABB S.p.A. Electrification ¦ 701501026 ABB India Limited ¦ 701501242 ABB India Limited |  | ABB
1SYN126019R001A | IN-10026019.A.1 | 1SDA074169R1 | RELT-Ekip 2K-3 E1.2..E6.2-Tmax XT | 3 | 0 | 0 | 0 | 0 | 3 | 0 | 1800000017 ABB S.p.A. Electrification ¦ 701701033 ABB India Limited |  | ABB
1SYN226019R001A | IN-10026019.A.2 | 1SDA074169R1 | RELT-Ekip 2K-3 E1.2..E6.2-Tmax XT | 2 | 0 | 0 | 0 | 0 | 2 | 0 | 1800000017 ABB S.p.A. Electrification ¦ 701701033 ABB India Limited |  | ABB
1SYN226019R002A | IN-10026019.A.3 | 1SDA074169R1 | RELT-Ekip 2K-3 E1.2..E6.2-Tmax XT | 1 | 0 | 0 | 0 | 0 | 1 | 0 | 1800000017 ABB S.p.A. Electrification ¦ 701701033 ABB India Limited |  | ABB
1SYN426019R001A | IN-10026019.A.5 | 1SDA074169R1 | RELT-Ekip 2K-3 E1.2..E6.2-Tmax XT | 0 | 0 | 0 | 0 | 0 | 0 | 0 | 1800000017 ABB S.p.A. Electrification ¦ 701701033 ABB India Limited |  | ABB
1SYN126019R001A | IN-10026019.A.1 | 1SDA074172R1 | EKIP SUPPLY 110-240VAC/DC | 11 | 0 | 0 | 0 | 0 | 11 | 0 | 1800000017 ABB S.p.A. Electrification ¦ 701501242 ABB India Limited |  | ABB
1SYN226019R001A | IN-10026019.A.2 | 1SDA074172R1 | EKIP SUPPLY 110-240VAC/DC | 3 | 0 | 0 | 0 | 0 | 3 | 0 | 1800000017 ABB S.p.A. Electrification ¦ 701501242 ABB India Limited |  | ABB
1SYN226019R002A | IN-10026019.A.3 | 1SDA074172R1 | EKIP SUPPLY 110-240VAC/DC | 1 | 0 | 0 | 0 | 0 | 1 | 0 | 1800000017 ABB S.p.A. Electrification ¦ 701501242 ABB India Limited |  | ABB
1SYN426019R001A | IN-10026019.A.5 | 1SDA074172R1 | EKIP SUPPLY 110-240VAC/DC | 0 | 0 | 0 | 0 | 0 | 0 | 0 | 1800000017 ABB S.p.A. Electrification ¦ 701501242 ABB India Limited |  | ABB
1SYN126019R001A | IN-10026019.A.1 | 1SDA076535R1 | XT2H 160 MA 160 Im=960…2240 3p F F | 0 | 0 | 0 | 0 | 0 | 0 | 0 | 1800000017 ABB S.p.A. Electrification ¦ 701501242 ABB India Limited ¦ INHN EPDS-LV Systems, Bangalore |  | ABB
1SYN226019R001A | IN-10026019.A.2 | 1SDA076535R1 | XT2H 160 MA 160 Im=960…2240 3p F F | 3 | 0 | 0 | 0 | 3 | 3 | 0 | 1800000017 ABB S.p.A. Electrification ¦ 701501242 ABB India Limited ¦ INHN EPDS-LV Systems, Bangalore |  | ABB
1SYN226019R002A | IN-10026019.A.3 | 1SDA076535R1 | XT2H 160 MA 160 Im=960…2240 3p F F | 0 | 0 | 0 | 0 | 0 | 0 | 0 | 1800000017 ABB S.p.A. Electrification ¦ 701501242 ABB India Limited ¦ INHN EPDS-LV Systems, Bangalore |  | ABB
1SYN426019R001A | IN-10026019.A.5 | 1SDA076535R1 | XT2H 160 MA 160 Im=960…2240 3p F F | 0 | 0 | 0 | 0 | 0 | 0 | 0 | 1800000017 ABB S.p.A. Electrification ¦ 701501242 ABB India Limited ¦ INHN EPDS-LV Systems, Bangalore |  | ABB
1SYN126019R001A | IN-10026019.A.1 | 1SDA079781R1 | COMP.DOOR INTER.DE.DIR.E1.2/3-XT7/M W FP | 4 | 0 | 0 | 0 | 0 | 4 | 0 | 1800000017 ABB S.p.A. Electrification |  | ABB
1SYN226019R001A | IN-10026019.A.2 | 1SDA079781R1 | COMP.DOOR INTER.DE.DIR.E1.2/3-XT7/M W FP | 3 | 0 | 0 | 0 | 0 | 3 | 0 | 1800000017 ABB S.p.A. Electrification |  | ABB
1SYN226019R002A | IN-10026019.A.3 | 1SDA079781R1 | COMP.DOOR INTER.DE.DIR.E1.2/3-XT7/M W FP | 0 | 0 | 0 | 0 | 0 | 0 | 0 | 1800000017 ABB S.p.A. Electrification |  | ABB
1SYN426019R001A | IN-10026019.A.5 | 1SDA079781R1 | COMP.DOOR INTER.DE.DIR.E1.2/3-XT7/M W FP | 0 | 0 | 0 | 0 | 0 | 0 | 0 | 1800000017 ABB S.p.A. Electrification |  | ABB
1SYN126019R001A | IN-10026019.A.1 | 1SDA081454R1 | Lifting plates E2.2XE6.2 | 0 | 0 | 0 | 0 | 0 | 0 | 0 | 1800000017 ABB S.p.A. Electrification ¦ 701501242 ABB India Limited |  | ABB
1SYN226019R001A | IN-10026019.A.2 | 1SDA081454R1 | Lifting plates E2.2XE6.2 | 0 | 0 | 0 | 0 | 0 | 0 | 0 | 1800000017 ABB S.p.A. Electrification ¦ 701501242 ABB India Limited |  | ABB
1SYN226019R002A | IN-10026019.A.3 | 1SDA081454R1 | Lifting plates E2.2XE6.2 | 0 | 0 | 0 | 0 | 0 | 0 | 0 | 1800000017 ABB S.p.A. Electrification ¦ 701501242 ABB India Limited |  | ABB
1SYN426019R001A | IN-10026019.A.5 | 1SDA081454R1 | Lifting plates E2.2XE6.2 | 2 | 0 | 2 | 2 | 0 | 2 | 0 | 1800000017 ABB S.p.A. Electrification ¦ 701501242 ABB India Limited |  | ABB
1SYN126019R001A | IN-10026019.A.1 | 1SDA104693R1 | XT5 W FP 630A 4p EF EF IEC/UL | 0 | 0 | 0 | 0 | 0 | 0 | 0 | 1800000017 ABB S.p.A. Electrification ¦ 701501026 ABB India Limited ¦ 701501242 ABB India Limited |  | ABB
1SYN226019R001A | IN-10026019.A.2 | 1SDA104693R1 | XT5 W FP 630A 4p EF EF IEC/UL | 0 | 0 | 0 | 0 | 0 | 0 | 0 | 1800000017 ABB S.p.A. Electrification ¦ 701501026 ABB India Limited ¦ 701501242 ABB India Limited |  | ABB
1SYN226019R002A | IN-10026019.A.3 | 1SDA104693R1 | XT5 W FP 630A 4p EF EF IEC/UL | 1 | 0 | 1 | 1 | 0 | 1 | 0 | 1800000017 ABB S.p.A. Electrification ¦ 701501026 ABB India Limited ¦ 701501242 ABB India Limited |  | ABB
1SYN426019R001A | IN-10026019.A.5 | 1SDA104693R1 | XT5 W FP 630A 4p EF EF IEC/UL | 0 | 0 | 0 | 0 | 0 | 0 | 0 | 1800000017 ABB S.p.A. Electrification ¦ 701501026 ABB India Limited ¦ 701501242 ABB India Limited |  | ABB
1SYN126019R001A | IN-10026019.A.1 | 1SDA104705R1 | XT7-XT7M W FP 4p HR/VR IEC/UL | 4 | 0 | 0 | 0 | 4 | 4 | 0 | 1800000017 ABB S.p.A. Electrification |  | ABB
1SYN226019R001A | IN-10026019.A.2 | 1SDA104705R1 | XT7-XT7M W FP 4p HR/VR IEC/UL | 3 | 0 | 0 | 0 | 3 | 3 | 0 | 1800000017 ABB S.p.A. Electrification |  | ABB
1SYN226019R002A | IN-10026019.A.3 | 1SDA104705R1 | XT7-XT7M W FP 4p HR/VR IEC/UL | 0 | 0 | 0 | 0 | 0 | 0 | 0 | 1800000017 ABB S.p.A. Electrification |  | ABB
1SYN426019R001A | IN-10026019.A.5 | 1SDA104705R1 | XT7-XT7M W FP 4p HR/VR IEC/UL | 0 | 0 | 0 | 0 | 0 | 0 | 0 | 1800000017 ABB S.p.A. Electrification |  | ABB
1SYN126019R001A | IN-10026019.A.1 | 1SDA104714R1 | Kit W MP XT5 630A 4p | 0 | 0 | 0 | 0 | 0 | 0 | 0 | 1800000017 ABB S.p.A. Electrification |  | ABB
1SYN226019R001A | IN-10026019.A.2 | 1SDA104714R1 | Kit W MP XT5 630A 4p | 0 | 0 | 0 | 0 | 0 | 0 | 0 | 1800000017 ABB S.p.A. Electrification |  | ABB
1SYN226019R002A | IN-10026019.A.3 | 1SDA104714R1 | Kit W MP XT5 630A 4p | 1 | 0 | 0 | 0 | 0 | 1 | 0 | 1800000017 ABB S.p.A. Electrification |  | ABB
1SYN426019R001A | IN-10026019.A.5 | 1SDA104714R1 | Kit W MP XT5 630A 4p | 0 | 0 | 0 | 0 | 0 | 0 | 0 | 1800000017 ABB S.p.A. Electrification |  | ABB
1SYN126019R001A | IN-10026019.A.1 | 1SDA104726R1 | ADP MONT. FIXED TERM. x FP XT5 630 4p | 0 | 0 | 0 | 0 | 0 | 0 | 0 | 1800000017 ABB S.p.A. Electrification |  | ABB
1SYN226019R001A | IN-10026019.A.2 | 1SDA104726R1 | ADP MONT. FIXED TERM. x FP XT5 630 4p | 0 | 0 | 0 | 0 | 0 | 0 | 0 | 1800000017 ABB S.p.A. Electrification |  | ABB
1SYN226019R002A | IN-10026019.A.3 | 1SDA104726R1 | ADP MONT. FIXED TERM. x FP XT5 630 4p | 1 | 0 | 0 | 0 | 0 | 1 | 0 | 1800000017 ABB S.p.A. Electrification |  | ABB
1SYN426019R001A | IN-10026019.A.5 | 1SDA104726R1 | ADP MONT. FIXED TERM. x FP XT5 630 4p | 0 | 0 | 0 | 0 | 0 | 0 | 0 | 1800000017 ABB S.p.A. Electrification |  | ABB
1SYN126019R001A | IN-10026019.A.1 | 1SDA104798R1 | AUX-C 3Q+1SY 250V AC XT5-XT6 W | 0 | 0 | 0 | 0 | 0 | 0 | 0 | 1800000017 ABB S.p.A. Electrification |  | ABB
1SYN226019R001A | IN-10026019.A.2 | 1SDA104798R1 | AUX-C 3Q+1SY 250V AC XT5-XT6 W | 0 | 0 | 0 | 0 | 0 | 0 | 0 | 1800000017 ABB S.p.A. Electrification |  | ABB
1SYN226019R002A | IN-10026019.A.3 | 1SDA104798R1 | AUX-C 3Q+1SY 250V AC XT5-XT6 W | 1 | 0 | 0 | 0 | 0 | 1 | 0 | 1800000017 ABB S.p.A. Electrification |  | ABB
1SYN426019R001A | IN-10026019.A.5 | 1SDA104798R1 | AUX-C 3Q+1SY 250V AC XT5-XT6 W | 0 | 0 | 0 | 0 | 0 | 0 | 0 | 1800000017 ABB S.p.A. Electrification |  | ABB
1SYN126019R001A | IN-10026019.A.1 | 1SDA104845R1 | RHE_B XT5 F/P BASE x RETURNED PAD | 16 | 0 | 0 | 0 | 0 | 16 | 0 | 1800000017 ABB S.p.A. Electrification |  | ABB
1SYN226019R001A | IN-10026019.A.2 | 1SDA104845R1 | RHE_B XT5 F/P BASE x RETURNED PAD | 0 | 0 | 0 | 0 | 0 | 0 | 0 | 1800000017 ABB S.p.A. Electrification |  | ABB
1SYN226019R002A | IN-10026019.A.3 | 1SDA104845R1 | RHE_B XT5 F/P BASE x RETURNED PAD | 0 | 0 | 0 | 0 | 0 | 0 | 0 | 1800000017 ABB S.p.A. Electrification |  | ABB
1SYN426019R001A | IN-10026019.A.5 | 1SDA104845R1 | RHE_B XT5 F/P BASE x RETURNED PAD | 1 | 0 | 1 | 1 | 0 | 1 | 0 | 1800000017 ABB S.p.A. Electrification |  | ABB
1SYN126019R001A | IN-10026019.A.1 | 1SDA104903R1 | MOE-E XT5 110...125V AC/DC | 0 | 0 | 0 | 0 | 0 | 0 | 0 | 1800000017 ABB S.p.A. Electrification |  | ABB
1SYN226019R001A | IN-10026019.A.2 | 1SDA104903R1 | MOE-E XT5 110...125V AC/DC | 0 | 0 | 0 | 0 | 0 | 0 | 0 | 1800000017 ABB S.p.A. Electrification |  | ABB
1SYN226019R002A | IN-10026019.A.3 | 1SDA104903R1 | MOE-E XT5 110...125V AC/DC | 1 | 0 | 0 | 0 | 0 | 1 | 0 | 1800000017 ABB S.p.A. Electrification |  | ABB
1SYN426019R001A | IN-10026019.A.5 | 1SDA104903R1 | MOE-E XT5 110...125V AC/DC | 2 | 0 | 2 | 2 | 0 | 2 | 0 | 1800000017 ABB S.p.A. Electrification |  | ABB
1SYN126019R001A | IN-10026019.A.1 | 1SDA104934R1 | YO-C XT5-XT6 F/P 110..240Vac-110..250Vdc | 16 | 0 | 0 | 0 | 0 | 16 | 0 | 1800000017 ABB S.p.A. Electrification |  | ABB
1SYN226019R001A | IN-10026019.A.2 | 1SDA104934R1 | YO-C XT5-XT6 F/P 110..240Vac-110..250Vdc | 0 | 0 | 0 | 0 | 0 | 0 | 0 | 1800000017 ABB S.p.A. Electrification |  | ABB
1SYN226019R002A | IN-10026019.A.3 | 1SDA104934R1 | YO-C XT5-XT6 F/P 110..240Vac-110..250Vdc | 0 | 0 | 0 | 0 | 0 | 0 | 0 | 1800000017 ABB S.p.A. Electrification |  | ABB
1SYN426019R001A | IN-10026019.A.5 | 1SDA104934R1 | YO-C XT5-XT6 F/P 110..240Vac-110..250Vdc | 2 | 0 | 2 | 2 | 0 | 2 | 0 | 1800000017 ABB S.p.A. Electrification |  | ABB
1SYN126019R001A | IN-10026019.A.1 | 1SDA104959R1 | YU-C XT5-XT6 F/P 380...440 Vac | 4 | 0 | 0 | 0 | 0 | 4 | 0 | 1800000017 ABB S.p.A. Electrification |  | ABB
1SYN226019R001A | IN-10026019.A.2 | 1SDA104959R1 | YU-C XT5-XT6 F/P 380...440 Vac | 0 | 0 | 0 | 0 | 0 | 0 | 0 | 1800000017 ABB S.p.A. Electrification |  | ABB
1SYN226019R002A | IN-10026019.A.3 | 1SDA104959R1 | YU-C XT5-XT6 F/P 380...440 Vac | 0 | 0 | 0 | 0 | 0 | 0 | 0 | 1800000017 ABB S.p.A. Electrification |  | ABB
1SYN426019R001A | IN-10026019.A.5 | 1SDA104959R1 | YU-C XT5-XT6 F/P 380...440 Vac | 0 | 0 | 0 | 0 | 0 | 0 | 0 | 1800000017 ABB S.p.A. Electrification |  | ABB
1SYN126019R001A | IN-10026019.A.1 | 1SDA105019R1 | LTC XT5 4p TERMINAL COVERS LOW 2pcs | 0 | 0 | 0 | 0 | 0 | 0 | 0 | 1800000017 ABB S.p.A. Electrification |  | ABB
1SYN226019R001A | IN-10026019.A.2 | 1SDA105019R1 | LTC XT5 4p TERMINAL COVERS LOW 2pcs | 0 | 0 | 0 | 0 | 0 | 0 | 0 | 1800000017 ABB S.p.A. Electrification |  | ABB
1SYN226019R002A | IN-10026019.A.3 | 1SDA105019R1 | LTC XT5 4p TERMINAL COVERS LOW 2pcs | 1 | 0 | 0 | 0 | 1 | 1 | 0 | 1800000017 ABB S.p.A. Electrification |  | ABB
1SYN426019R001A | IN-10026019.A.5 | 1SDA105019R1 | LTC XT5 4p TERMINAL COVERS LOW 2pcs | 0 | 0 | 0 | 0 | 0 | 0 | 0 | 1800000017 ABB S.p.A. Electrification |  | ABB
1SYN126019R001A | IN-10026019.A.1 | 1SDA105026R1 | HTC XT5 4p | 16 | 0 | 0 | 0 | 0 | 16 | 0 | 1800000017 ABB S.p.A. Electrification |  | ABB
1SYN226019R001A | IN-10026019.A.2 | 1SDA105026R1 | HTC XT5 4p | 0 | 0 | 0 | 0 | 0 | 0 | 0 | 1800000017 ABB S.p.A. Electrification |  | ABB
1SYN226019R002A | IN-10026019.A.3 | 1SDA105026R1 | HTC XT5 4p | 0 | 0 | 0 | 0 | 0 | 0 | 0 | 1800000017 ABB S.p.A. Electrification |  | ABB
1SYN426019R001A | IN-10026019.A.5 | 1SDA105026R1 | HTC XT5 4p | 0 | 0 | 0 | 0 | 0 | 0 | 0 | 1800000017 ABB S.p.A. Electrification |  | ABB
1SYN126019R001A | IN-10026019.A.1 | 1SDA105203R1 | Ekip Cartridge 2 slots XT2-XT4-XT5 | 0 | 0 | 0 | 0 | 0 | 0 | 0 | 1800000017 ABB S.p.A. Electrification |  | ABB
1SYN226019R001A | IN-10026019.A.2 | 1SDA105203R1 | Ekip Cartridge 2 slots XT2-XT4-XT5 | 0 | 0 | 0 | 0 | 0 | 0 | 0 | 1800000017 ABB S.p.A. Electrification |  | ABB
1SYN226019R002A | IN-10026019.A.3 | 1SDA105203R1 | Ekip Cartridge 2 slots XT2-XT4-XT5 | 1 | 0 | 0 | 0 | 0 | 1 | 0 | 1800000017 ABB S.p.A. Electrification |  | ABB
1SYN426019R001A | IN-10026019.A.5 | 1SDA105203R1 | Ekip Cartridge 2 slots XT2-XT4-XT5 | 0 | 0 | 0 | 0 | 0 | 0 | 0 | 1800000017 ABB S.p.A. Electrification |  | ABB
1SYN126019R001A | IN-10026019.A.1 | 1SDA124687R1 | AUP-I Kit XT5 Three Racked-in contacts 2 | 0 | 0 | 0 | 0 | 0 | 0 | 0 | 1800000017 ABB S.p.A. Electrification |  | ABB
1SYN226019R001A | IN-10026019.A.2 | 1SDA124687R1 | AUP-I Kit XT5 Three Racked-in contacts 2 | 0 | 0 | 0 | 0 | 0 | 0 | 0 | 1800000017 ABB S.p.A. Electrification |  | ABB
1SYN226019R002A | IN-10026019.A.3 | 1SDA124687R1 | AUP-I Kit XT5 Three Racked-in contacts 2 | 1 | 0 | 0 | 0 | 0 | 1 | 0 | 1800000017 ABB S.p.A. Electrification |  | ABB
1SYN426019R001A | IN-10026019.A.5 | 1SDA124687R1 | AUP-I Kit XT5 Three Racked-in contacts 2 | 0 | 0 | 0 | 0 | 0 | 0 | 0 | 1800000017 ABB S.p.A. Electrification |  | ABB
1SYN126019R001A | IN-10026019.A.1 | 1SDA124689R1 | AUP-T Kit XT5 One Test contact 250V AC | 0 | 0 | 0 | 0 | 0 | 0 | 0 | 1800000017 ABB S.p.A. Electrification |  | ABB
1SYN226019R001A | IN-10026019.A.2 | 1SDA124689R1 | AUP-T Kit XT5 One Test contact 250V AC | 0 | 0 | 0 | 0 | 0 | 0 | 0 | 1800000017 ABB S.p.A. Electrification |  | ABB
1SYN226019R002A | IN-10026019.A.3 | 1SDA124689R1 | AUP-T Kit XT5 One Test contact 250V AC | 1 | 0 | 0 | 0 | 0 | 1 | 0 | 1800000017 ABB S.p.A. Electrification |  | ABB
1SYN426019R001A | IN-10026019.A.5 | 1SDA124689R1 | AUP-T Kit XT5 One Test contact 250V AC | 0 | 0 | 0 | 0 | 0 | 0 | 0 | 1800000017 ABB S.p.A. Electrification |  | ABB
1SYN126019R001A | IN-10026019.A.1 | 1SDX049109R1 | XT2L 160 TMA 100-1000 4P F F | 4 | 0 | 0 | 0 | 4 | 4 | 0 | 701501242 ABB India Limited |  | ABB
1SYN226019R001A | IN-10026019.A.2 | 1SDX049109R1 | XT2L 160 TMA 100-1000 4P F F | 0 | 0 | 0 | 0 | 0 | 0 | 0 | 701501242 ABB India Limited |  | ABB
1SYN226019R002A | IN-10026019.A.3 | 1SDX049109R1 | XT2L 160 TMA 100-1000 4P F F | 0 | 0 | 0 | 0 | 0 | 0 | 0 | 701501242 ABB India Limited |  | ABB
1SYN426019R001A | IN-10026019.A.5 | 1SDX049109R1 | XT2L 160 TMA 100-1000 4P F F | 0 | 0 | 0 | 0 | 0 | 0 | 0 | 701501242 ABB India Limited |  | ABB
1SYN126019R001A | IN-10026019.A.1 | 1SDX049970R1 | XT5S 630 Ekip Touch LSIG In=630 XT5 4p | 0 | 0 | 0 | 0 | 0 | 0 | 0 | 701501242 ABB India Limited |  | ABB
1SYN226019R001A | IN-10026019.A.2 | 1SDX049970R1 | XT5S 630 Ekip Touch LSIG In=630 XT5 4p | 0 | 0 | 0 | 0 | 0 | 0 | 0 | 701501242 ABB India Limited |  | ABB
1SYN226019R002A | IN-10026019.A.3 | 1SDX049970R1 | XT5S 630 Ekip Touch LSIG In=630 XT5 4p | 1 | 0 | 0 | 0 | 1 | 1 | 0 | 701501242 ABB India Limited |  | ABB
1SYN426019R001A | IN-10026019.A.5 | 1SDX049970R1 | XT5S 630 Ekip Touch LSIG In=630 XT5 4p | 0 | 0 | 0 | 0 | 0 | 0 | 0 | 701501242 ABB India Limited |  | ABB
1SYN126019R001A | IN-10026019.A.1 | 1SDX366665R1 | XT2L 160 TMA 63-630 3p FF(480V) | 3 | 0 | 3 | 3 | 0 | 3 | 0 | 701501242 ABB India Limited |  | ABB
1SYN226019R001A | IN-10026019.A.2 | 1SDX366665R1 | XT2L 160 TMA 63-630 3p FF(480V) | 0 | 0 | 0 | 0 | 0 | 0 | 0 | 701501242 ABB India Limited |  | ABB
1SYN226019R002A | IN-10026019.A.3 | 1SDX366665R1 | XT2L 160 TMA 63-630 3p FF(480V) | 0 | 0 | 0 | 0 | 0 | 0 | 0 | 701501242 ABB India Limited |  | ABB
1SYN426019R001A | IN-10026019.A.5 | 1SDX366665R1 | XT2L 160 TMA 63-630 3p FF(480V) | 0 | 0 | 0 | 0 | 0 | 0 | 0 | 701501242 ABB India Limited |  | ABB
1SYN126019R001A | IN-10026019.A.1 | 1SDX453915R1 | E6.2H/f 6300 Ekip Touch LSIG 4p WMP :wit | 3 | 0 | 0 | 0 | 3 | 3 | 0 | 701701033 ABB India Limited |  | ABB
1SYN226019R001A | IN-10026019.A.2 | 1SDX453915R1 | E6.2H/f 6300 Ekip Touch LSIG 4p WMP :wit | 0 | 0 | 0 | 0 | 0 | 0 | 0 | 701701033 ABB India Limited |  | ABB
1SYN226019R002A | IN-10026019.A.3 | 1SDX453915R1 | E6.2H/f 6300 Ekip Touch LSIG 4p WMP :wit | 0 | 0 | 0 | 0 | 0 | 0 | 0 | 701701033 ABB India Limited |  | ABB
1SYN426019R001A | IN-10026019.A.5 | 1SDX453915R1 | E6.2H/f 6300 Ekip Touch LSIG 4p WMP :wit | 0 | 0 | 0 | 0 | 0 | 0 | 0 | 701701033 ABB India Limited |  | ABB
1SYN126019R001A | IN-10026019.A.1 | 1SDX453916R1 | E4.2V 4000 Ekip Touch LSIG 4p WMP :with | 1 | 0 | 0 | 0 | 1 | 1 | 0 | 701701033 ABB India Limited |  | ABB
1SYN226019R001A | IN-10026019.A.2 | 1SDX453916R1 | E4.2V 4000 Ekip Touch LSIG 4p WMP :with | 0 | 0 | 0 | 0 | 0 | 0 | 0 | 701701033 ABB India Limited |  | ABB
1SYN226019R002A | IN-10026019.A.3 | 1SDX453916R1 | E4.2V 4000 Ekip Touch LSIG 4p WMP :with | 0 | 0 | 0 | 0 | 0 | 0 | 0 | 701701033 ABB India Limited |  | ABB
1SYN426019R001A | IN-10026019.A.5 | 1SDX453916R1 | E4.2V 4000 Ekip Touch LSIG 4p WMP :with | 0 | 0 | 0 | 0 | 0 | 0 | 0 | 701701033 ABB India Limited |  | ABB
1SYN126019R001A | IN-10026019.A.1 | 1SDX453939R1 | E4.2V 2000 Ekip Touch LSIG 4p WMP :with | 3 | 0 | 0 | 0 | 3 | 3 | 0 | 701701033 ABB India Limited |  | ABB
1SYN226019R001A | IN-10026019.A.2 | 1SDX453939R1 | E4.2V 2000 Ekip Touch LSIG 4p WMP :with | 0 | 0 | 0 | 0 | 0 | 0 | 0 | 701701033 ABB India Limited |  | ABB
1SYN226019R002A | IN-10026019.A.3 | 1SDX453939R1 | E4.2V 2000 Ekip Touch LSIG 4p WMP :with | 0 | 0 | 0 | 0 | 0 | 0 | 0 | 701701033 ABB India Limited |  | ABB
1SYN426019R001A | IN-10026019.A.5 | 1SDX453939R1 | E4.2V 2000 Ekip Touch LSIG 4p WMP :with | 0 | 0 | 0 | 0 | 0 | 0 | 0 | 701701033 ABB India Limited |  | ABB
1SYN126019R001A | IN-10026019.A.1 | 1SFA611610R1011 | MCB-11 Contact Block | 55 | 0 | 0 | 0 | 0 | 55 | 0 | 701501026 ABB India Limited ¦ INHN EPDS-LV Systems, Bangalore |  | ABB
1SYN226019R001A | IN-10026019.A.2 | 1SFA611610R1011 | MCB-11 Contact Block | 53 | 0 | 0 | 0 | 12 | 53 | 0 | 701501026 ABB India Limited ¦ INHN EPDS-LV Systems, Bangalore |  | ABB
1SYN226019R002A | IN-10026019.A.3 | 1SFA611610R1011 | MCB-11 Contact Block | 23 | 0 | 0 | 0 | 23 | 23 | 0 | 701501026 ABB India Limited ¦ INHN EPDS-LV Systems, Bangalore |  | ABB
1SYN426019R001A | IN-10026019.A.5 | 1SFA611610R1011 | MCB-11 Contact Block | 0 | 0 | 0 | 0 | 0 | 0 | 0 | 701501026 ABB India Limited ¦ INHN EPDS-LV Systems, Bangalore |  | ABB
1SYN126019R001A | IN-10026019.A.1 | 1SFA664001R1001 | TVOC-2-240 Arc Monitor | 1 | 0 | 1 | 1 | 0 | 1 | 0 | 701501026 ABB India Limited |  | ABB
1SYN226019R001A | IN-10026019.A.2 | 1SFA664001R1001 | TVOC-2-240 Arc Monitor | 0 | 0 | 0 | 0 | 0 | 0 | 0 | 701501026 ABB India Limited |  | ABB
1SYN226019R002A | IN-10026019.A.3 | 1SFA664001R1001 | TVOC-2-240 Arc Monitor | 0 | 0 | 0 | 0 | 0 | 0 | 0 | 701501026 ABB India Limited |  | ABB
1SYN426019R001A | IN-10026019.A.5 | 1SFA664001R1001 | TVOC-2-240 Arc Monitor | 0 | 0 | 0 | 0 | 0 | 0 | 0 | 701501026 ABB India Limited |  | ABB
1SYN126019R001A | IN-10026019.A.1 | 1SFA664002R1001 | TVOC-2-E1 Extension | 1 | 0 | 1 | 1 | 0 | 1 | 0 | 701501026 ABB India Limited |  | ABB
1SYN226019R001A | IN-10026019.A.2 | 1SFA664002R1001 | TVOC-2-E1 Extension | 0 | 0 | 0 | 0 | 0 | 0 | 0 | 701501026 ABB India Limited |  | ABB
1SYN226019R002A | IN-10026019.A.3 | 1SFA664002R1001 | TVOC-2-E1 Extension | 0 | 0 | 0 | 0 | 0 | 0 | 0 | 701501026 ABB India Limited |  | ABB
1SYN426019R001A | IN-10026019.A.5 | 1SFA664002R1001 | TVOC-2-E1 Extension | 0 | 0 | 0 | 0 | 0 | 0 | 0 | 701501026 ABB India Limited |  | ABB
1SYN126019R001A | IN-10026019.A.1 | 1SFA664003R1060 | TVOC-2-DP6 Detector | 1 | 0 | 1 | 1 | 0 | 1 | 0 | 701501026 ABB India Limited |  | ABB
1SYN226019R001A | IN-10026019.A.2 | 1SFA664003R1060 | TVOC-2-DP6 Detector | 0 | 0 | 0 | 0 | 0 | 0 | 0 | 701501026 ABB India Limited |  | ABB
1SYN226019R002A | IN-10026019.A.3 | 1SFA664003R1060 | TVOC-2-DP6 Detector | 0 | 0 | 0 | 0 | 0 | 0 | 0 | 701501026 ABB India Limited |  | ABB
1SYN426019R001A | IN-10026019.A.5 | 1SFA664003R1060 | TVOC-2-DP6 Detector | 0 | 0 | 0 | 0 | 0 | 0 | 0 | 701501026 ABB India Limited |  | ABB
1SYN126019R001A | IN-10026019.A.1 | 1SFA664003R1080 | TVOC-2-DP8 Detector | 6 | 0 | 6 | 6 | 0 | 6 | 0 | 701501026 ABB India Limited |  | ABB
1SYN226019R001A | IN-10026019.A.2 | 1SFA664003R1080 | TVOC-2-DP8 Detector | 0 | 0 | 0 | 0 | 0 | 0 | 0 | 701501026 ABB India Limited |  | ABB
1SYN226019R002A | IN-10026019.A.3 | 1SFA664003R1080 | TVOC-2-DP8 Detector | 0 | 0 | 0 | 0 | 0 | 0 | 0 | 701501026 ABB India Limited |  | ABB
1SYN426019R001A | IN-10026019.A.5 | 1SFA664003R1080 | TVOC-2-DP8 Detector | 0 | 0 | 0 | 0 | 0 | 0 | 0 | 701501026 ABB India Limited |  | ABB
1SYN126019R001A | IN-10026019.A.1 | 1SFA664003R1200 | TVOC-2-DP20 Detector Cable 20 m | 5 | 0 | 5 | 5 | 0 | 5 | 0 | 701501026 ABB India Limited |  | ABB
1SYN226019R001A | IN-10026019.A.2 | 1SFA664003R1200 | TVOC-2-DP20 Detector Cable 20 m | 0 | 0 | 0 | 0 | 0 | 0 | 0 | 701501026 ABB India Limited |  | ABB
1SYN226019R002A | IN-10026019.A.3 | 1SFA664003R1200 | TVOC-2-DP20 Detector Cable 20 m | 0 | 0 | 0 | 0 | 0 | 0 | 0 | 701501026 ABB India Limited |  | ABB
1SYN426019R001A | IN-10026019.A.5 | 1SFA664003R1200 | TVOC-2-DP20 Detector Cable 20 m | 0 | 0 | 0 | 0 | 0 | 0 | 0 | 701501026 ABB India Limited |  | ABB
1SYN126019R001A | IN-10026019.A.1 | 1SFL467001R1311 | AF146-30-11-13 Contactor | 0 | 0 | 0 | 0 | 0 | 0 | 0 | 701501026 ABB India Limited |  | ABB
1SYN226019R001A | IN-10026019.A.2 | 1SFL467001R1311 | AF146-30-11-13 Contactor | 3 | 0 | 0 | 0 | 0 | 3 | 0 | 701501026 ABB India Limited |  | ABB
1SYN226019R002A | IN-10026019.A.3 | 1SFL467001R1311 | AF146-30-11-13 Contactor | 0 | 0 | 0 | 0 | 0 | 0 | 0 | 701501026 ABB India Limited |  | ABB
1SYN426019R001A | IN-10026019.A.5 | 1SFL467001R1311 | AF146-30-11-13 Contactor | 0 | 0 | 0 | 0 | 0 | 0 | 0 | 701501026 ABB India Limited |  | ABB
1SYN126019R001A | IN-10026019.A.1 | 1SFL487002R1311 | AF190-30-11-13 Contactor | 0 | 0 | 0 | 0 | 0 | 0 | 0 | 701501026 ABB India Limited ¦ 701501242 ABB India Limited ¦ INHN EPDS-LV Systems, Bangalore |  | ABB
1SYN226019R001A | IN-10026019.A.2 | 1SFL487002R1311 | AF190-30-11-13 Contactor | 0 | 0 | 0 | 0 | 0 | 0 | 0 | 701501026 ABB India Limited ¦ 701501242 ABB India Limited ¦ INHN EPDS-LV Systems, Bangalore |  | ABB
1SYN226019R002A | IN-10026019.A.3 | 1SFL487002R1311 | AF190-30-11-13 Contactor | 2 | 0 | 0 | 0 | 0 | 2 | 0 | 701501026 ABB India Limited ¦ 701501242 ABB India Limited ¦ INHN EPDS-LV Systems, Bangalore |  | ABB
1SYN426019R001A | IN-10026019.A.5 | 1SFL487002R1311 | AF190-30-11-13 Contactor | 0 | 0 | 0 | 0 | 0 | 0 | 0 | 701501026 ABB India Limited ¦ 701501242 ABB India Limited ¦ INHN EPDS-LV Systems, Bangalore |  | ABB
1SYN126019R001A | IN-10026019.A.1 | 1SFN010820R1011 | CAL19-11 Auxiliary Contact Block | 1 | 0 | 0 | 0 | 0 | 1 | 0 | 701501242 ABB India Limited ¦ INHN EPDS-LV Systems, Bangalore |  | ABB
1SYN226019R001A | IN-10026019.A.2 | 1SFN010820R1011 | CAL19-11 Auxiliary Contact Block | 3 | 0 | 3 | 3 | 0 | 3 | 0 | 701501242 ABB India Limited ¦ INHN EPDS-LV Systems, Bangalore |  | ABB
1SYN226019R002A | IN-10026019.A.3 | 1SFN010820R1011 | CAL19-11 Auxiliary Contact Block | 2 | 0 | 2 | 2 | 0 | 2 | 0 | 701501242 ABB India Limited ¦ INHN EPDS-LV Systems, Bangalore |  | ABB
1SYN426019R001A | IN-10026019.A.5 | 1SFN010820R1011 | CAL19-11 Auxiliary Contact Block | 0 | 0 | 0 | 0 | 0 | 0 | 0 | 701501242 ABB India Limited ¦ INHN EPDS-LV Systems, Bangalore |  | ABB
1SYN126019R001A | IN-10026019.A.1 | 1SFN010820R3311 | CAL19-11B Auxiliary Contact Block | 2 | 0 | 0 | 0 | 0 | 2 | 0 | 701501026 ABB India Limited ¦ 701501242 ABB India Limited ¦ INHN EPDS-LV Systems, Bangalore |  | ABB
1SYN226019R001A | IN-10026019.A.2 | 1SFN010820R3311 | CAL19-11B Auxiliary Contact Block | 6 | 0 | 0 | 0 | 0 | 6 | 0 | 701501026 ABB India Limited ¦ 701501242 ABB India Limited ¦ INHN EPDS-LV Systems, Bangalore |  | ABB
1SYN226019R002A | IN-10026019.A.3 | 1SFN010820R3311 | CAL19-11B Auxiliary Contact Block | 4 | 0 | 0 | 0 | 0 | 4 | 0 | 701501026 ABB India Limited ¦ 701501242 ABB India Limited ¦ INHN EPDS-LV Systems, Bangalore |  | ABB
1SYN426019R001A | IN-10026019.A.5 | 1SFN010820R3311 | CAL19-11B Auxiliary Contact Block | 0 | 0 | 0 | 0 | 0 | 0 | 0 | 701501026 ABB India Limited ¦ 701501242 ABB India Limited ¦ INHN EPDS-LV Systems, Bangalore |  | ABB
1SYN126019R001A | IN-10026019.A.1 | 1SRD125020P0001 | ACB IP cover windowE1.2 | 4 | 0 | 0 | 0 | 0 | 4 | 0 |  |  | Vendor Scope
1SYN226019R001A | IN-10026019.A.2 | 1SRD125020P0001 | ACB IP cover windowE1.2 | 3 | 0 | 0 | 0 | 0 | 3 | 0 |  |  | Vendor Scope
1SYN226019R002A | IN-10026019.A.3 | 1SRD125020P0001 | ACB IP cover windowE1.2 | 0 | 0 | 0 | 0 | 0 | 0 | 0 |  |  | Vendor Scope
1SYN426019R001A | IN-10026019.A.5 | 1SRD125020P0001 | ACB IP cover windowE1.2 | 0 | 0 | 0 | 0 | 0 | 0 | 0 |  |  | Vendor Scope
1SYN126019R001A | IN-10026019.A.1 | 1SRD125020P0002 | ACB IP cover window | 7 | 0 | 0 | 0 | 0 | 7 | 0 | 1800000327 ABB s.r.o. ELSYNN |  | Vendor Scope
1SYN226019R001A | IN-10026019.A.2 | 1SRD125020P0002 | ACB IP cover window | 0 | 0 | 0 | 0 | 0 | 0 | 0 | 1800000327 ABB s.r.o. ELSYNN |  | Vendor Scope
1SYN226019R002A | IN-10026019.A.3 | 1SRD125020P0002 | ACB IP cover window | 0 | 0 | 0 | 0 | 0 | 0 | 0 | 1800000327 ABB s.r.o. ELSYNN |  | Vendor Scope
1SYN426019R001A | IN-10026019.A.5 | 1SRD125020P0002 | ACB IP cover window | 0 | 0 | 0 | 0 | 0 | 0 | 0 | 1800000327 ABB s.r.o. ELSYNN |  | Vendor Scope
1SYN126019R001A | IN-10026019.A.1 | 1SRD126001P0002 | Steel console for IO Bars Support | 0 | 0 | 0 | 0 | 0 | 0 | 0 |  |  | Vendor Scope
1SYN226019R001A | IN-10026019.A.2 | 1SRD126001P0002 | Steel console for IO Bars Support | 0 | 0 | 0 | 0 | 0 | 0 | 0 |  |  | Vendor Scope
1SYN226019R002A | IN-10026019.A.3 | 1SRD126001P0002 | Steel console for IO Bars Support | 4 | 0 | 0 | 0 | 0 | 4 | 0 |  |  | Vendor Scope
1SYN426019R001A | IN-10026019.A.5 | 1SRD126001P0002 | Steel console for IO Bars Support | 0 | 0 | 0 | 0 | 0 | 0 | 0 |  |  | Vendor Scope
1SYN126019R001A | IN-10026019.A.1 | 1SRD126014P0006 | AR rear wall - top, SW 600, 250 mm deep | 0 | 0 | 0 | 0 | 0 | 0 | 0 |  |  | Vendor Scope
1SYN226019R001A | IN-10026019.A.2 | 1SRD126014P0006 | AR rear wall - top, SW 600, 250 mm deep | 0 | 0 | 0 | 0 | 0 | 0 | 0 |  |  | Vendor Scope
1SYN226019R002A | IN-10026019.A.3 | 1SRD126014P0006 | AR rear wall - top, SW 600, 250 mm deep | 1 | 0 | 0 | 0 | 0 | 1 | 0 |  |  | Vendor Scope
1SYN426019R001A | IN-10026019.A.5 | 1SRD126014P0006 | AR rear wall - top, SW 600, 250 mm deep | 0 | 0 | 0 | 0 | 0 | 0 | 0 |  |  | Vendor Scope
1SYN126019R001A | IN-10026019.A.1 | 1SRD126015P0001-L | AR right side wall top 250 deep | 0 | 0 | 0 | 0 | 0 | 0 | 0 |  |  | Vendor Scope
1SYN226019R001A | IN-10026019.A.2 | 1SRD126015P0001-L | AR right side wall top 250 deep | 0 | 0 | 0 | 0 | 0 | 0 | 0 |  |  | Vendor Scope
1SYN226019R002A | IN-10026019.A.3 | 1SRD126015P0001-L | AR right side wall top 250 deep | 1 | 0 | 0 | 0 | 0 | 1 | 0 |  |  | Vendor Scope
1SYN426019R001A | IN-10026019.A.5 | 1SRD126015P0001-L | AR right side wall top 250 deep | 0 | 0 | 0 | 0 | 0 | 0 | 0 |  |  | Vendor Scope
1SYN126019R001A | IN-10026019.A.1 | 1SRD126016P0001-L | AR left side wall top 250 deep | 0 | 0 | 0 | 0 | 0 | 0 | 0 |  |  | Vendor Scope
1SYN226019R001A | IN-10026019.A.2 | 1SRD126016P0001-L | AR left side wall top 250 deep | 0 | 0 | 0 | 0 | 0 | 0 | 0 |  |  | Vendor Scope
1SYN226019R002A | IN-10026019.A.3 | 1SRD126016P0001-L | AR left side wall top 250 deep | 1 | 0 | 0 | 0 | 0 | 1 | 0 |  |  | Vendor Scope
1SYN426019R001A | IN-10026019.A.5 | 1SRD126016P0001-L | AR left side wall top 250 deep | 0 | 0 | 0 | 0 | 0 | 0 | 0 |  |  | Vendor Scope
1SYN126019R001A | IN-10026019.A.1 | 1SRD126085P0001 | FLAP REINFORCEMENT LEFT | 62 | 0 | 0 | 0 | 0 | 62 | 0 |  |  | Vendor Scope
1SYN226019R001A | IN-10026019.A.2 | 1SRD126085P0001 | FLAP REINFORCEMENT LEFT | 24 | 0 | 0 | 0 | 0 | 24 | 0 |  |  | Vendor Scope
1SYN226019R002A | IN-10026019.A.3 | 1SRD126085P0001 | FLAP REINFORCEMENT LEFT | 6 | 0 | 0 | 0 | 0 | 6 | 0 |  |  | Vendor Scope
1SYN426019R001A | IN-10026019.A.5 | 1SRD126085P0001 | FLAP REINFORCEMENT LEFT | 0 | 0 | 0 | 0 | 0 | 0 | 0 |  |  | Vendor Scope
1SYN126019R001A | IN-10026019.A.1 | 1SRY105128P0001 | Vertical wiring duct left | 0 | 0 | 0 | 0 | 0 | 0 | 0 |  |  | Vendor Scope
1SYN226019R001A | IN-10026019.A.2 | 1SRY105128P0001 | Vertical wiring duct left | 0 | 0 | 0 | 0 | 0 | 0 | 0 |  |  | Vendor Scope
1SYN226019R002A | IN-10026019.A.3 | 1SRY105128P0001 | Vertical wiring duct left | 1 | 0 | 0 | 0 | 0 | 1 | 0 |  |  | Vendor Scope
1SYN426019R001A | IN-10026019.A.5 | 1SRY105128P0001 | Vertical wiring duct left | 0 | 0 | 0 | 0 | 0 | 0 | 0 |  |  | Vendor Scope
1SYN126019R001A | IN-10026019.A.1 | 1SRY105179P0001 | PEN support | 0 | 0 | 0 | 0 | 0 | 0 | 0 |  |  | Vendor Scope
1SYN226019R001A | IN-10026019.A.2 | 1SRY105179P0001 | PEN support | 0 | 0 | 0 | 0 | 0 | 0 | 0 |  |  | Vendor Scope
1SYN226019R002A | IN-10026019.A.3 | 1SRY105179P0001 | PEN support | 2 | 0 | 0 | 0 | 0 | 2 | 0 |  |  | Vendor Scope
1SYN426019R001A | IN-10026019.A.5 | 1SRY105179P0001 | PEN support | 0 | 0 | 0 | 0 | 0 | 0 | 0 |  |  | Vendor Scope
1SYN126019R001A | IN-10026019.A.1 | 1SVR405613R3100 | CR-M230AC4L Pluggable interface relay 4c | 186 | 0 | 0 | 0 | 0 | 186 | 0 | 701501026 ABB India Limited ¦ INHN EPDS-LV Systems, Bangalore |  | ABB
1SYN226019R001A | IN-10026019.A.2 | 1SVR405613R3100 | CR-M230AC4L Pluggable interface relay 4c | 319 | 0 | 0 | 0 | 23 | 319 | 0 | 701501026 ABB India Limited ¦ INHN EPDS-LV Systems, Bangalore |  | ABB
1SYN226019R002A | IN-10026019.A.3 | 1SVR405613R3100 | CR-M230AC4L Pluggable interface relay 4c | 109 | 0 | 0 | 0 | 0 | 109 | 0 | 701501026 ABB India Limited ¦ INHN EPDS-LV Systems, Bangalore |  | ABB
1SYN426019R001A | IN-10026019.A.5 | 1SVR405613R3100 | CR-M230AC4L Pluggable interface relay 4c | 4 | 0 | 4 | 4 | 0 | 4 | 0 | 701501026 ABB India Limited ¦ INHN EPDS-LV Systems, Bangalore |  | ABB
1SYN126019R001A | IN-10026019.A.1 | 1SVR405651R3000 | CR-M4SS Standard socket for 2c/o or 4c/o | 186 | 0 | 0 | 0 | 0 | 186 | 0 | 1100079987 MACK ELECTRICAL ¦ 701501026 ABB India Limited ¦ 701501242 ABB India Limited ¦ INHN EPDS-LV Systems, Bangalore |  | ABB
1SYN226019R001A | IN-10026019.A.2 | 1SVR405651R3000 | CR-M4SS Standard socket for 2c/o or 4c/o | 319 | 0 | 0 | 0 | 0 | 319 | 0 | 1100079987 MACK ELECTRICAL ¦ 701501026 ABB India Limited ¦ 701501242 ABB India Limited ¦ INHN EPDS-LV Systems, Bangalore |  | ABB
1SYN226019R002A | IN-10026019.A.3 | 1SVR405651R3000 | CR-M4SS Standard socket for 2c/o or 4c/o | 109 | 0 | 0 | 0 | 0 | 109 | 0 | 1100079987 MACK ELECTRICAL ¦ 701501026 ABB India Limited ¦ 701501242 ABB India Limited ¦ INHN EPDS-LV Systems, Bangalore |  | ABB
1SYN426019R001A | IN-10026019.A.5 | 1SVR405651R3000 | CR-M4SS Standard socket for 2c/o or 4c/o | 4 | 0 | 4 | 4 | 0 | 4 | 0 | 1100079987 MACK ELECTRICAL ¦ 701501026 ABB India Limited ¦ 701501242 ABB India Limited ¦ INHN EPDS-LV Systems, Bangalore |  | ABB
1SYN126019R001A | IN-10026019.A.1 | 1SVR405659R1100 | CR-MH1 Metal holder for CR-M sockets | 186 | 0 | 0 | 0 | 0 | 186 | 0 | 1100079987 MACK ELECTRICAL ¦ 701501026 ABB India Limited ¦ 701501242 ABB India Limited ¦ INHN EPDS-LV Systems, Bangalore |  | ABB
1SYN226019R001A | IN-10026019.A.2 | 1SVR405659R1100 | CR-MH1 Metal holder for CR-M sockets | 319 | 0 | 0 | 0 | 0 | 319 | 0 | 1100079987 MACK ELECTRICAL ¦ 701501026 ABB India Limited ¦ 701501242 ABB India Limited ¦ INHN EPDS-LV Systems, Bangalore |  | ABB
1SYN226019R002A | IN-10026019.A.3 | 1SVR405659R1100 | CR-MH1 Metal holder for CR-M sockets | 109 | 0 | 0 | 0 | 0 | 109 | 0 | 1100079987 MACK ELECTRICAL ¦ 701501026 ABB India Limited ¦ 701501242 ABB India Limited ¦ INHN EPDS-LV Systems, Bangalore |  | ABB
1SYN426019R001A | IN-10026019.A.5 | 1SVR405659R1100 | CR-MH1 Metal holder for CR-M sockets | 4 | 0 | 4 | 4 | 0 | 4 | 0 | 1100079987 MACK ELECTRICAL ¦ 701501026 ABB India Limited ¦ 701501242 ABB India Limited ¦ INHN EPDS-LV Systems, Bangalore |  | ABB
1SYN126019R001A | IN-10026019.A.1 | 1SVR427035R0000 | CP-E 24/10.0 Power supply | 2 | 0 | 0 | 0 | 0 | 2 | 0 | 701501026 ABB India Limited |  | ABB
1SYN226019R001A | IN-10026019.A.2 | 1SVR427035R0000 | CP-E 24/10.0 Power supply | 2 | 0 | 0 | 0 | 0 | 2 | 0 | 701501026 ABB India Limited |  | ABB
1SYN226019R002A | IN-10026019.A.3 | 1SVR427035R0000 | CP-E 24/10.0 Power supply | 2 | 0 | 0 | 0 | 0 | 2 | 0 | 701501026 ABB India Limited |  | ABB
1SYN426019R001A | IN-10026019.A.5 | 1SVR427035R0000 | CP-E 24/10.0 Power supply | 0 | 0 | 0 | 0 | 0 | 0 | 0 | 701501026 ABB India Limited |  | ABB
1SYN126019R001A | IN-10026019.A.1 | 1SXW151520P0004 | Sup. profile L-R EQ06 for Emax2 125 | 0 | 0 | 0 | 0 | 0 | 0 | 0 |  |  | Vendor Scope
1SYN226019R001A | IN-10026019.A.2 | 1SXW151520P0004 | Sup. profile L-R EQ06 for Emax2 125 | 0 | 0 | 0 | 0 | 0 | 0 | 0 |  |  | Vendor Scope
1SYN226019R002A | IN-10026019.A.3 | 1SXW151520P0004 | Sup. profile L-R EQ06 for Emax2 125 | 2 | 0 | 0 | 0 | 0 | 2 | 0 |  |  | Vendor Scope
1SYN426019R001A | IN-10026019.A.5 | 1SXW151520P0004 | Sup. profile L-R EQ06 for Emax2 125 | 0 | 0 | 0 | 0 | 0 | 0 | 0 |  |  | Vendor Scope
1SYN126019R001A | IN-10026019.A.1 | 1SYN530021P1 | NEUTRAL LINK GREY (RAL 7035)32A | 5 | 0 | 0 | 0 | 0 | 5 | 0 |  |  | Vendor Scope
1SYN226019R001A | IN-10026019.A.2 | 1SYN530021P1 | NEUTRAL LINK GREY (RAL 7035)32A | 4 | 0 | 0 | 0 | 0 | 4 | 0 |  |  | Vendor Scope
1SYN226019R002A | IN-10026019.A.3 | 1SYN530021P1 | NEUTRAL LINK GREY (RAL 7035)32A | 1 | 0 | 0 | 0 | 0 | 1 | 0 |  |  | Vendor Scope
1SYN426019R001A | IN-10026019.A.5 | 1SYN530021P1 | NEUTRAL LINK GREY (RAL 7035)32A | 0 | 0 | 0 | 0 | 0 | 0 | 0 |  |  | Vendor Scope
1SYN126019R001A | IN-10026019.A.1 | 1SYS252067R0064 | SB202-C6DC | 41 | 0 | 0 | 0 | 0 | 41 | 0 | 1100059721 DURGA MECHATRONICS PRIVATE LIMITED ¦ 1100079987 MACK ELECTRICAL ¦ 701501026 ABB India Limited ¦ 701501242 ABB India Limited ¦ 701701033 ABB India Limited |  | ABB
1SYN226019R001A | IN-10026019.A.2 | 1SYS252067R0064 | SB202-C6DC | 52 | 0 | 0 | 0 | 0 | 52 | 0 | 1100059721 DURGA MECHATRONICS PRIVATE LIMITED ¦ 1100079987 MACK ELECTRICAL ¦ 701501026 ABB India Limited ¦ 701501242 ABB India Limited ¦ 701701033 ABB India Limited |  | ABB
1SYN226019R002A | IN-10026019.A.3 | 1SYS252067R0064 | SB202-C6DC | 20 | 0 | 0 | 0 | 0 | 20 | 0 | 1100059721 DURGA MECHATRONICS PRIVATE LIMITED ¦ 1100079987 MACK ELECTRICAL ¦ 701501026 ABB India Limited ¦ 701501242 ABB India Limited ¦ 701701033 ABB India Limited |  | ABB
1SYN426019R001A | IN-10026019.A.5 | 1SYS252067R0064 | SB202-C6DC | 0 | 0 | 0 | 0 | 0 | 0 | 0 | 1100059721 DURGA MECHATRONICS PRIVATE LIMITED ¦ 1100079987 MACK ELECTRICAL ¦ 701501026 ABB India Limited ¦ 701501242 ABB India Limited ¦ 701701033 ABB India Limited |  | ABB
1SYN126019R001A | IN-10026019.A.1 | 1SYS252067R0104 | SB202-C10DC | 3 | 0 | 1 | 0 | 0 | 3 | 0 | 1100059721 DURGA MECHATRONICS PRIVATE LIMITED ¦ 701501026 ABB India Limited ¦ 701501242 ABB India Limited |  | ABB
1SYN226019R001A | IN-10026019.A.2 | 1SYS252067R0104 | SB202-C10DC | 5 | 0 | 0 | 0 | 0 | 5 | 0 | 1100059721 DURGA MECHATRONICS PRIVATE LIMITED ¦ 701501026 ABB India Limited ¦ 701501242 ABB India Limited |  | ABB
1SYN226019R002A | IN-10026019.A.3 | 1SYS252067R0104 | SB202-C10DC | 3 | 0 | 3 | 3 | 0 | 3 | 0 | 1100059721 DURGA MECHATRONICS PRIVATE LIMITED ¦ 701501026 ABB India Limited ¦ 701501242 ABB India Limited |  | ABB
1SYN426019R001A | IN-10026019.A.5 | 1SYS252067R0104 | SB202-C10DC | 0 | 0 | 0 | 0 | 0 | 0 | 0 | 1100059721 DURGA MECHATRONICS PRIVATE LIMITED ¦ 701501026 ABB India Limited ¦ 701501242 ABB India Limited |  | ABB
1SYN126019R001A | IN-10026019.A.1 | 1SYS252067R0324 | MCB SB202-C32DC | 2 | 0 | 0 | 0 | 0 | 2 | 0 | 701501242 ABB India Limited |  | ABB
1SYN226019R001A | IN-10026019.A.2 | 1SYS252067R0324 | MCB SB202-C32DC | 0 | 0 | 0 | 0 | 0 | 0 | 0 | 701501242 ABB India Limited |  | ABB
1SYN226019R002A | IN-10026019.A.3 | 1SYS252067R0324 | MCB SB202-C32DC | 0 | 0 | 0 | 0 | 0 | 0 | 0 | 701501242 ABB India Limited |  | ABB
1SYN426019R001A | IN-10026019.A.5 | 1SYS252067R0324 | MCB SB202-C32DC | 0 | 0 | 0 | 0 | 0 | 0 | 0 | 701501242 ABB India Limited |  | ABB
1SYN126019R001A | IN-10026019.A.1 | 1SYS272012R0064 | MCB SB202M-C6 | 83 | 0 | 0 | 0 | 0 | 83 | 0 | 1100059721 DURGA MECHATRONICS PRIVATE LIMITED ¦ 701501026 ABB India Limited ¦ 701501242 ABB India Limited |  | ABB
1SYN226019R001A | IN-10026019.A.2 | 1SYS272012R0064 | MCB SB202M-C6 | 79 | 0 | 0 | 0 | 0 | 79 | 0 | 1100059721 DURGA MECHATRONICS PRIVATE LIMITED ¦ 701501026 ABB India Limited ¦ 701501242 ABB India Limited |  | ABB
1SYN226019R002A | IN-10026019.A.3 | 1SYS272012R0064 | MCB SB202M-C6 | 44 | 0 | 0 | 0 | 0 | 44 | 0 | 1100059721 DURGA MECHATRONICS PRIVATE LIMITED ¦ 701501026 ABB India Limited ¦ 701501242 ABB India Limited |  | ABB
1SYN426019R001A | IN-10026019.A.5 | 1SYS272012R0064 | MCB SB202M-C6 | 0 | 0 | 0 | 0 | 0 | 0 | 0 | 1100059721 DURGA MECHATRONICS PRIVATE LIMITED ¦ 701501026 ABB India Limited ¦ 701501242 ABB India Limited |  | ABB
1SYN126019R001A | IN-10026019.A.1 | 1SYS272012R0164 | MCB SB202M-C16 | 3 | 0 | 0 | 0 | 0 | 3 | 0 | 701501242 ABB India Limited |  | ABB
1SYN226019R001A | IN-10026019.A.2 | 1SYS272012R0164 | MCB SB202M-C16 | 3 | 0 | 0 | 0 | 0 | 3 | 0 | 701501242 ABB India Limited |  | ABB
1SYN226019R002A | IN-10026019.A.3 | 1SYS272012R0164 | MCB SB202M-C16 | 3 | 0 | 0 | 0 | 0 | 3 | 0 | 701501242 ABB India Limited |  | ABB
1SYN426019R001A | IN-10026019.A.5 | 1SYS272012R0164 | MCB SB202M-C16 | 0 | 0 | 0 | 0 | 0 | 0 | 0 | 701501242 ABB India Limited |  | ABB
1SYN126019R001A | IN-10026019.A.1 | 1SYS274012R0064 | MCB SB204M-C6 | 54 | 0 | 0 | 0 | 54 | 54 | 0 | 701501242 ABB India Limited |  | ABB
1SYN226019R001A | IN-10026019.A.2 | 1SYS274012R0064 | MCB SB204M-C6 | 10 | 0 | 0 | 0 | 10 | 10 | 0 | 701501242 ABB India Limited |  | ABB
1SYN226019R002A | IN-10026019.A.3 | 1SYS274012R0064 | MCB SB204M-C6 | 2 | 0 | 1 | 1 | 2 | 2 | 0 | 701501242 ABB India Limited |  | ABB
1SYN426019R001A | IN-10026019.A.5 | 1SYS274012R0064 | MCB SB204M-C6 | 0 | 0 | 0 | 0 | 0 | 0 | 0 | 701501242 ABB India Limited |  | ABB
1SYN126019R001A | IN-10026019.A.1 | 1TD26OGB_LV01 | ERMS SW/2POLE/2WAY/6A/250VDC/48X48/KC | 1 | 0 | 0 | 0 | 0 | 1 | 0 |  |  | Vendor Scope
1SYN226019R001A | IN-10026019.A.2 | 1TD26OGB_LV01 | ERMS SW/2POLE/2WAY/6A/250VDC/48X48/KC | 1 | 0 | 0 | 0 | 0 | 1 | 0 |  |  | Vendor Scope
1SYN226019R002A | IN-10026019.A.3 | 1TD26OGB_LV01 | ERMS SW/2POLE/2WAY/6A/250VDC/48X48/KC | 1 | 0 | 0 | 0 | 0 | 1 | 0 |  |  | Vendor Scope
1SYN426019R001A | IN-10026019.A.5 | 1TD26OGB_LV01 | ERMS SW/2POLE/2WAY/6A/250VDC/48X48/KC | 0 | 0 | 0 | 0 | 0 | 0 | 0 |  |  | Vendor Scope
1SYN126019R001A | IN-10026019.A.1 | 1TFL151621P0350 | PROFILE,TRANSVERSE-SECTION,L350mm,FOLDED | 0 | 0 | 0 | 0 | 0 | 0 | 0 |  |  | Vendor Scope
1SYN226019R001A | IN-10026019.A.2 | 1TFL151621P0350 | PROFILE,TRANSVERSE-SECTION,L350mm,FOLDED | 0 | 0 | 0 | 0 | 0 | 0 | 0 |  |  | Vendor Scope
1SYN226019R002A | IN-10026019.A.3 | 1TFL151621P0350 | PROFILE,TRANSVERSE-SECTION,L350mm,FOLDED | 4 | 0 | 0 | 0 | 0 | 4 | 0 |  |  | Vendor Scope
1SYN426019R001A | IN-10026019.A.5 | 1TFL151621P0350 | PROFILE,TRANSVERSE-SECTION,L350mm,FOLDED | 0 | 0 | 0 | 0 | 0 | 0 | 0 |  |  | Vendor Scope
1SYN126019R001A | IN-10026019.A.1 | 1TFL151621P0550 | PROFILE,TRANSVERSE-SECTION,L550mm,FOLDED | 26 | 0 | 0 | 0 | 0 | 26 | 0 |  |  | Vendor Scope
1SYN226019R001A | IN-10026019.A.2 | 1TFL151621P0550 | PROFILE,TRANSVERSE-SECTION,L550mm,FOLDED | 15 | 0 | 0 | 0 | 0 | 15 | 0 |  |  | Vendor Scope
1SYN226019R002A | IN-10026019.A.3 | 1TFL151621P0550 | PROFILE,TRANSVERSE-SECTION,L550mm,FOLDED | 4 | 0 | 0 | 0 | 0 | 4 | 0 |  |  | Vendor Scope
1SYN426019R001A | IN-10026019.A.5 | 1TFL151621P0550 | PROFILE,TRANSVERSE-SECTION,L550mm,FOLDED | 0 | 0 | 0 | 0 | 0 | 0 | 0 |  |  | Vendor Scope
1SYN126019R001A | IN-10026019.A.1 | 1TFL151621P0750 | PROFILE,TRANSVERSE-SECTION,L750mm,FOLDED | 9 | 0 | 0 | 0 | 0 | 9 | 0 |  |  | Vendor Scope
1SYN226019R001A | IN-10026019.A.2 | 1TFL151621P0750 | PROFILE,TRANSVERSE-SECTION,L750mm,FOLDED | 0 | 0 | 0 | 0 | 0 | 0 | 0 |  |  | Vendor Scope
1SYN226019R002A | IN-10026019.A.3 | 1TFL151621P0750 | PROFILE,TRANSVERSE-SECTION,L750mm,FOLDED | 0 | 0 | 0 | 0 | 0 | 0 | 0 |  |  | Vendor Scope
1SYN426019R001A | IN-10026019.A.5 | 1TFL151621P0750 | PROFILE,TRANSVERSE-SECTION,L750mm,FOLDED | 0 | 0 | 0 | 0 | 0 | 0 | 0 |  |  | Vendor Scope
1SYN126019R001A | IN-10026019.A.1 | 1TFL151621P0950 | PROFILE,TRANSVERSE-SECTION,L950mm,FOLDED | 7 | 0 | 0 | 0 | 0 | 7 | 0 |  |  | Vendor Scope
1SYN226019R001A | IN-10026019.A.2 | 1TFL151621P0950 | PROFILE,TRANSVERSE-SECTION,L950mm,FOLDED | 0 | 0 | 0 | 0 | 0 | 0 | 0 |  |  | Vendor Scope
1SYN226019R002A | IN-10026019.A.3 | 1TFL151621P0950 | PROFILE,TRANSVERSE-SECTION,L950mm,FOLDED | 4 | 0 | 0 | 0 | 0 | 4 | 0 |  |  | Vendor Scope
1SYN426019R001A | IN-10026019.A.5 | 1TFL151621P0950 | PROFILE,TRANSVERSE-SECTION,L950mm,FOLDED | 0 | 0 | 0 | 0 | 0 | 0 | 0 |  |  | Vendor Scope
1SYN126019R001A | IN-10026019.A.1 | 1TFL151621P1150 | PROFILE,TRANSVERSE-SECTION,L1150mm,FOLD | 9 | 0 | 0 | 0 | 0 | 9 | 0 |  |  | Vendor Scope
1SYN226019R001A | IN-10026019.A.2 | 1TFL151621P1150 | PROFILE,TRANSVERSE-SECTION,L1150mm,FOLD | 0 | 0 | 0 | 0 | 0 | 0 | 0 |  |  | Vendor Scope
1SYN226019R002A | IN-10026019.A.3 | 1TFL151621P1150 | PROFILE,TRANSVERSE-SECTION,L1150mm,FOLD | 0 | 0 | 0 | 0 | 0 | 0 | 0 |  |  | Vendor Scope
1SYN426019R001A | IN-10026019.A.5 | 1TFL151621P1150 | PROFILE,TRANSVERSE-SECTION,L1150mm,FOLD | 0 | 0 | 0 | 0 | 0 | 0 | 0 |  |  | Vendor Scope
1SYN126019R001A | IN-10026019.A.1 | 1TGB000015P0011 | EDGE PROTECTION G51PB (SAP: C6283141004) | 0 | 0 | 0 | 0 | 0 | 0 | 0 |  |  | Vendor Scope
1SYN226019R001A | IN-10026019.A.2 | 1TGB000015P0011 | EDGE PROTECTION G51PB (SAP: C6283141004) | 27 | 0 | 0 | 0 | 0 | 27 | 0 |  |  | Vendor Scope
1SYN226019R002A | IN-10026019.A.3 | 1TGB000015P0011 | EDGE PROTECTION G51PB (SAP: C6283141004) | 0 | 0 | 0 | 0 | 0 | 0 | 0 |  |  | Vendor Scope
1SYN426019R001A | IN-10026019.A.5 | 1TGB000015P0011 | EDGE PROTECTION G51PB (SAP: C6283141004) | 0 | 0 | 0 | 0 | 0 | 0 | 0 |  |  | Vendor Scope
1SYN126019R001A | IN-10026019.A.1 | 1TGB000046P0001 | Head cup rubber-Old part 1TFL023562P9010 | 0 | 0 | 0 | 0 | 0 | 0 | 0 |  |  | Vendor Scope
1SYN226019R001A | IN-10026019.A.2 | 1TGB000046P0001 | Head cup rubber-Old part 1TFL023562P9010 | 18 | 0 | 0 | 0 | 0 | 18 | 0 |  |  | Vendor Scope
1SYN226019R002A | IN-10026019.A.3 | 1TGB000046P0001 | Head cup rubber-Old part 1TFL023562P9010 | 0 | 0 | 0 | 0 | 0 | 0 | 0 |  |  | Vendor Scope
1SYN426019R001A | IN-10026019.A.5 | 1TGB000046P0001 | Head cup rubber-Old part 1TFL023562P9010 | 0 | 0 | 0 | 0 | 0 | 0 | 0 |  |  | Vendor Scope
1SYN126019R001A | IN-10026019.A.1 | 1TGB000057P0001 | RIVET 4,0x8,0 ART. 315670 | 0 | 0 | 0 | 0 | 0 | 0 | 0 |  |  | Vendor Scope
1SYN226019R001A | IN-10026019.A.2 | 1TGB000057P0001 | RIVET 4,0x8,0 ART. 315670 | 0 | 0 | 0 | 0 | 0 | 0 | 0 |  |  | Vendor Scope
1SYN226019R002A | IN-10026019.A.3 | 1TGB000057P0001 | RIVET 4,0x8,0 ART. 315670 | 7 | 0 | 0 | 0 | 0 | 7 | 0 |  |  | Vendor Scope
1SYN426019R001A | IN-10026019.A.5 | 1TGB000057P0001 | RIVET 4,0x8,0 ART. 315670 | 0 | 0 | 0 | 0 | 0 | 0 | 0 |  |  | Vendor Scope
1SYN126019R001A | IN-10026019.A.1 | 1TGB000115B0070-L | Cable NSHXAFOE 6mm2 HF_ROLIFLEX | 0 | 0 | 0 | 0 | 0 | 0 | 0 | 1100109920 ROLLIFLEX CABLES PRIVATE LIMITED ¦ INHN EPDS-LV Systems, Bangalore |  | Vendor Scope
1SYN226019R001A | IN-10026019.A.2 | 1TGB000115B0070-L | Cable NSHXAFOE 6mm2 HF_ROLIFLEX | 154 | 0 | 0 | 0 | 0 | 154 | 0 | 1100109920 ROLLIFLEX CABLES PRIVATE LIMITED ¦ INHN EPDS-LV Systems, Bangalore |  | Vendor Scope
1SYN226019R002A | IN-10026019.A.3 | 1TGB000115B0070-L | Cable NSHXAFOE 6mm2 HF_ROLIFLEX | 39 | 0 | 0 | 0 | 0 | 39 | 0 | 1100109920 ROLLIFLEX CABLES PRIVATE LIMITED ¦ INHN EPDS-LV Systems, Bangalore |  | Vendor Scope
1SYN426019R001A | IN-10026019.A.5 | 1TGB000115B0070-L | Cable NSHXAFOE 6mm2 HF_ROLIFLEX | 0 | 0 | 0 | 0 | 0 | 0 | 0 | 1100109920 ROLLIFLEX CABLES PRIVATE LIMITED ¦ INHN EPDS-LV Systems, Bangalore |  | Vendor Scope
1SYN126019R001A | IN-10026019.A.1 | 1TGB000115B0090-L | Cable NSHXAFOE 10mm2 HF_ROLIFLEX | 54 | 0 | 0 | 0 | 0 | 54 | 0 | INHN EPDS-LV Systems, Bangalore |  | Vendor Scope
1SYN226019R001A | IN-10026019.A.2 | 1TGB000115B0090-L | Cable NSHXAFOE 10mm2 HF_ROLIFLEX | 0 | 0 | 0 | 0 | 0 | 0 | 0 | INHN EPDS-LV Systems, Bangalore |  | Vendor Scope
1SYN226019R002A | IN-10026019.A.3 | 1TGB000115B0090-L | Cable NSHXAFOE 10mm2 HF_ROLIFLEX | 38 | 0 | 0 | 0 | 0 | 38 | 0 | INHN EPDS-LV Systems, Bangalore |  | Vendor Scope
1SYN426019R001A | IN-10026019.A.5 | 1TGB000115B0090-L | Cable NSHXAFOE 10mm2 HF_ROLIFLEX | 0 | 0 | 0 | 0 | 0 | 0 | 0 | INHN EPDS-LV Systems, Bangalore |  | Vendor Scope
1SYN126019R001A | IN-10026019.A.1 | 1TGB000115C0020-L | Cable NSHXAFOE 16mm2 HF_ROLIFLEX | 0 | 0 | 0 | 0 | 0 | 0 | 0 | 1100109920 ROLLIFLEX CABLES PRIVATE LIMITED ¦ INHN EPDS-LV Systems, Bangalore |  | Vendor Scope
1SYN226019R001A | IN-10026019.A.2 | 1TGB000115C0020-L | Cable NSHXAFOE 16mm2 HF_ROLIFLEX | 15 | 0 | 0 | 0 | 0 | 15 | 0 | 1100109920 ROLLIFLEX CABLES PRIVATE LIMITED ¦ INHN EPDS-LV Systems, Bangalore |  | Vendor Scope
1SYN226019R002A | IN-10026019.A.3 | 1TGB000115C0020-L | Cable NSHXAFOE 16mm2 HF_ROLIFLEX | 0 | 0 | 0 | 0 | 0 | 0 | 0 | 1100109920 ROLLIFLEX CABLES PRIVATE LIMITED ¦ INHN EPDS-LV Systems, Bangalore |  | Vendor Scope
1SYN426019R001A | IN-10026019.A.5 | 1TGB000115C0020-L | Cable NSHXAFOE 16mm2 HF_ROLIFLEX | 0 | 0 | 0 | 0 | 0 | 0 | 0 | 1100109920 ROLLIFLEX CABLES PRIVATE LIMITED ¦ INHN EPDS-LV Systems, Bangalore |  | Vendor Scope
1SYN126019R001A | IN-10026019.A.1 | 1TGB000115C0040 | Cable NSHXAFOE 35 MM2 HALOGEN FREE | 64 | 0 | 0 | 0 | 0 | 64 | 0 | 1300002535 EASY CHINA (XIAMEN) TRADING CO., ¦ 1300025988 Shanghai Jinfeng Nengzhi Wire & ¦ 1800000327 ABB s.r.o. ELSYNN |  | ABB
1SYN226019R001A | IN-10026019.A.2 | 1TGB000115C0040 | Cable NSHXAFOE 35 MM2 HALOGEN FREE | 26 | 0 | 0 | 0 | 0 | 26 | 0 | 1300002535 EASY CHINA (XIAMEN) TRADING CO., ¦ 1300025988 Shanghai Jinfeng Nengzhi Wire & ¦ 1800000327 ABB s.r.o. ELSYNN |  | ABB
1SYN226019R002A | IN-10026019.A.3 | 1TGB000115C0040 | Cable NSHXAFOE 35 MM2 HALOGEN FREE | 0 | 0 | 0 | 0 | 0 | 0 | 0 | 1300002535 EASY CHINA (XIAMEN) TRADING CO., ¦ 1300025988 Shanghai Jinfeng Nengzhi Wire & ¦ 1800000327 ABB s.r.o. ELSYNN |  | ABB
1SYN426019R001A | IN-10026019.A.5 | 1TGB000115C0040 | Cable NSHXAFOE 35 MM2 HALOGEN FREE | 0 | 0 | 0 | 0 | 0 | 0 | 0 | 1300002535 EASY CHINA (XIAMEN) TRADING CO., ¦ 1300025988 Shanghai Jinfeng Nengzhi Wire & ¦ 1800000327 ABB s.r.o. ELSYNN |  | ABB
1SYN126019R001A | IN-10026019.A.1 | 1TGB000115C0060 | Cable NSHXAFO 70 MM2 HALOGEN FREE | 152 | 0 | 0 | 0 | 0 | 152 | 0 | 1300025988 Shanghai Jinfeng Nengzhi Wire & ¦ 1800000327 ABB s.r.o. ELSYNN |  | ABB
1SYN226019R001A | IN-10026019.A.2 | 1TGB000115C0060 | Cable NSHXAFO 70 MM2 HALOGEN FREE | 0 | 0 | 0 | 0 | 0 | 0 | 0 | 1300025988 Shanghai Jinfeng Nengzhi Wire & ¦ 1800000327 ABB s.r.o. ELSYNN |  | ABB
1SYN226019R002A | IN-10026019.A.3 | 1TGB000115C0060 | Cable NSHXAFO 70 MM2 HALOGEN FREE | 12 | 0 | 0 | 0 | 0 | 12 | 0 | 1300025988 Shanghai Jinfeng Nengzhi Wire & ¦ 1800000327 ABB s.r.o. ELSYNN |  | ABB
1SYN426019R001A | IN-10026019.A.5 | 1TGB000115C0060 | Cable NSHXAFO 70 MM2 HALOGEN FREE | 0 | 0 | 0 | 0 | 0 | 0 | 0 | 1300025988 Shanghai Jinfeng Nengzhi Wire & ¦ 1800000327 ABB s.r.o. ELSYNN |  | ABB
1SYN126019R001A | IN-10026019.A.1 | 1TGB000116P0123 | SCR-TPG-F_ISO14585_ST5,5x13_V-notch | 44 | 0 | 0 | 0 | 0 | 44 | 0 |  |  | Vendor Scope
1SYN226019R001A | IN-10026019.A.2 | 1TGB000116P0123 | SCR-TPG-F_ISO14585_ST5,5x13_V-notch | 12 | 0 | 0 | 0 | 0 | 12 | 0 |  |  | Vendor Scope
1SYN226019R002A | IN-10026019.A.3 | 1TGB000116P0123 | SCR-TPG-F_ISO14585_ST5,5x13_V-notch | 0 | 0 | 0 | 0 | 0 | 0 | 0 |  |  | Vendor Scope
1SYN426019R001A | IN-10026019.A.5 | 1TGB000116P0123 | SCR-TPG-F_ISO14585_ST5,5x13_V-notch | 0 | 0 | 0 | 0 | 0 | 0 | 0 |  |  | Vendor Scope
1SYN126019R001A | IN-10026019.A.1 | 1TGB000116P0127 | MNS,SCRW,TORX,PAN,HEAD,TAPP, ST5,5x25 | 220 | 0 | 0 | 0 | 0 | 220 | 0 | INHN EPDS-LV Systems, Bangalore |  | Vendor Scope
1SYN226019R001A | IN-10026019.A.2 | 1TGB000116P0127 | MNS,SCRW,TORX,PAN,HEAD,TAPP, ST5,5x25 | 212 | 0 | 0 | 0 | 0 | 212 | 0 | INHN EPDS-LV Systems, Bangalore |  | Vendor Scope
1SYN226019R002A | IN-10026019.A.3 | 1TGB000116P0127 | MNS,SCRW,TORX,PAN,HEAD,TAPP, ST5,5x25 | 92 | 0 | 0 | 0 | 0 | 92 | 0 | INHN EPDS-LV Systems, Bangalore |  | Vendor Scope
1SYN426019R001A | IN-10026019.A.5 | 1TGB000116P0127 | MNS,SCRW,TORX,PAN,HEAD,TAPP, ST5,5x25 | 0 | 0 | 0 | 0 | 0 | 0 | 0 | INHN EPDS-LV Systems, Bangalore |  | Vendor Scope
1SYN126019R001A | IN-10026019.A.1 | 1TGB000116P0415 | MNS,SCRW,TORX,PAN,HEAD,TAPP, 5.5x18 | 364 | 0 | 0 | 0 | 0 | 364 | 0 |  |  | Vendor Scope
1SYN226019R001A | IN-10026019.A.2 | 1TGB000116P0415 | MNS,SCRW,TORX,PAN,HEAD,TAPP, 5.5x18 | 288 | 0 | 0 | 0 | 0 | 288 | 0 |  |  | Vendor Scope
1SYN226019R002A | IN-10026019.A.3 | 1TGB000116P0415 | MNS,SCRW,TORX,PAN,HEAD,TAPP, 5.5x18 | 36 | 0 | 0 | 0 | 0 | 36 | 0 |  |  | Vendor Scope
1SYN426019R001A | IN-10026019.A.5 | 1TGB000116P0415 | MNS,SCRW,TORX,PAN,HEAD,TAPP, 5.5x18 | 0 | 0 | 0 | 0 | 0 | 0 | 0 |  |  | Vendor Scope
1SYN126019R001A | IN-10026019.A.1 | 1TGB000118P0001 | TORX PAN HEAD ROLL. SCREW M6X20-ST-A2F | 62 | 0 | 0 | 0 | 0 | 62 | 0 |  |  | Vendor Scope
1SYN226019R001A | IN-10026019.A.2 | 1TGB000118P0001 | TORX PAN HEAD ROLL. SCREW M6X20-ST-A2F | 24 | 0 | 0 | 0 | 0 | 24 | 0 |  |  | Vendor Scope
1SYN226019R002A | IN-10026019.A.3 | 1TGB000118P0001 | TORX PAN HEAD ROLL. SCREW M6X20-ST-A2F | 8 | 0 | 0 | 0 | 0 | 8 | 0 |  |  | Vendor Scope
1SYN426019R001A | IN-10026019.A.5 | 1TGB000118P0001 | TORX PAN HEAD ROLL. SCREW M6X20-ST-A2F | 0 | 0 | 0 | 0 | 0 | 0 | 0 |  |  | Vendor Scope
1SYN126019R001A | IN-10026019.A.1 | 1TGB000155P5145 | substituted it with LUCASYSTEM05145 | 0 | 0 | 0 | 0 | 0 | 0 | 0 |  |  | Vendor Scope
1SYN226019R001A | IN-10026019.A.2 | 1TGB000155P5145 | substituted it with LUCASYSTEM05145 | 0 | 0 | 0 | 0 | 0 | 0 | 0 |  |  | Vendor Scope
1SYN226019R002A | IN-10026019.A.3 | 1TGB000155P5145 | substituted it with LUCASYSTEM05145 | 2 | 0 | 0 | 0 | 0 | 2 | 0 |  |  | Vendor Scope
1SYN426019R001A | IN-10026019.A.5 | 1TGB000155P5145 | substituted it with LUCASYSTEM05145 | 0 | 0 | 0 | 0 | 0 | 0 | 0 |  |  | Vendor Scope
1SYN126019R001A | IN-10026019.A.1 | 1TGB000195P0612 | Tapped studs (Innengewinde-Schweißbolzen | 0 | 0 | 0 | 0 | 0 | 0 | 0 |  |  | Vendor Scope
1SYN226019R001A | IN-10026019.A.2 | 1TGB000195P0612 | Tapped studs (Innengewinde-Schweißbolzen | 0 | 0 | 0 | 0 | 0 | 0 | 0 |  |  | Vendor Scope
1SYN226019R002A | IN-10026019.A.3 | 1TGB000195P0612 | Tapped studs (Innengewinde-Schweißbolzen | 12 | 0 | 0 | 0 | 0 | 12 | 0 |  |  | Vendor Scope
1SYN426019R001A | IN-10026019.A.5 | 1TGB000195P0612 | Tapped studs (Innengewinde-Schweißbolzen | 0 | 0 | 0 | 0 | 0 | 0 | 0 |  |  | Vendor Scope
1SYN126019R001A | IN-10026019.A.1 | 1TGB000202P1500 | Vertical wiring duct-right plastic tube | 0 | 0 | 0 | 0 | 0 | 0 | 0 |  |  | Vendor Scope
1SYN226019R001A | IN-10026019.A.2 | 1TGB000202P1500 | Vertical wiring duct-right plastic tube | 0 | 0 | 0 | 0 | 0 | 0 | 0 |  |  | Vendor Scope
1SYN226019R002A | IN-10026019.A.3 | 1TGB000202P1500 | Vertical wiring duct-right plastic tube | 3 | 0 | 0 | 0 | 0 | 3 | 0 |  |  | Vendor Scope
1SYN426019R001A | IN-10026019.A.5 | 1TGB000202P1500 | Vertical wiring duct-right plastic tube | 0 | 0 | 0 | 0 | 0 | 0 | 0 |  |  | Vendor Scope
1SYN126019R001A | IN-10026019.A.1 | 1TGB100101S0016 | CONTACT,TYPE-101-SN,>=16mm2, W/O-CBL | 108 | 0 | 0 | 0 | 0 | 108 | 0 | 1300007165 XIAMEN KUASHI MACHINE MAKING CO ¦ 1800000464 ABB Xiamen Low Voltage Equipment ¦ INHN EPDS-LV Systems, Bangalore |  | ABB
1SYN226019R001A | IN-10026019.A.2 | 1TGB100101S0016 | CONTACT,TYPE-101-SN,>=16mm2, W/O-CBL | 330 | 0 | 0 | 0 | 0 | 330 | 0 | 1300007165 XIAMEN KUASHI MACHINE MAKING CO ¦ 1800000464 ABB Xiamen Low Voltage Equipment ¦ INHN EPDS-LV Systems, Bangalore |  | ABB
1SYN226019R002A | IN-10026019.A.3 | 1TGB100101S0016 | CONTACT,TYPE-101-SN,>=16mm2, W/O-CBL | 127 | 0 | 0 | 0 | 0 | 127 | 0 | 1300007165 XIAMEN KUASHI MACHINE MAKING CO ¦ 1800000464 ABB Xiamen Low Voltage Equipment ¦ INHN EPDS-LV Systems, Bangalore |  | ABB
1SYN426019R001A | IN-10026019.A.5 | 1TGB100101S0016 | CONTACT,TYPE-101-SN,>=16mm2, W/O-CBL | 0 | 0 | 0 | 0 | 0 | 0 | 0 | 1300007165 XIAMEN KUASHI MACHINE MAKING CO ¦ 1800000464 ABB Xiamen Low Voltage Equipment ¦ INHN EPDS-LV Systems, Bangalore |  | ABB
1SYN126019R001A | IN-10026019.A.1 | 1TGB100101S0035 | CONTACT,TYPE-101-SN,35mm2,W/O-CBL | 128 | 0 | 0 | 0 | 0 | 128 | 0 | 1300007165 XIAMEN KUASHI MACHINE MAKING CO ¦ 1800000327 ABB s.r.o. ELSYNN ¦ 1800000464 ABB Xiamen Low Voltage Equipment ¦ INHN EPDS-LV Systems, Bangalore |  | ABB
1SYN226019R001A | IN-10026019.A.2 | 1TGB100101S0035 | CONTACT,TYPE-101-SN,35mm2,W/O-CBL | 34 | 0 | 0 | 0 | 0 | 34 | 0 | 1300007165 XIAMEN KUASHI MACHINE MAKING CO ¦ 1800000327 ABB s.r.o. ELSYNN ¦ 1800000464 ABB Xiamen Low Voltage Equipment ¦ INHN EPDS-LV Systems, Bangalore |  | ABB
1SYN226019R002A | IN-10026019.A.3 | 1TGB100101S0035 | CONTACT,TYPE-101-SN,35mm2,W/O-CBL | 0 | 0 | 0 | 0 | 0 | 0 | 0 | 1300007165 XIAMEN KUASHI MACHINE MAKING CO ¦ 1800000327 ABB s.r.o. ELSYNN ¦ 1800000464 ABB Xiamen Low Voltage Equipment ¦ INHN EPDS-LV Systems, Bangalore |  | ABB
1SYN426019R001A | IN-10026019.A.5 | 1TGB100101S0035 | CONTACT,TYPE-101-SN,35mm2,W/O-CBL | 0 | 0 | 0 | 0 | 0 | 0 | 0 | 1300007165 XIAMEN KUASHI MACHINE MAKING CO ¦ 1800000327 ABB s.r.o. ELSYNN ¦ 1800000464 ABB Xiamen Low Voltage Equipment ¦ INHN EPDS-LV Systems, Bangalore |  | ABB
1SYN126019R001A | IN-10026019.A.1 | 1TGB100101S0070 | CONTACT,TYPE-101-SN,70mm2,W/O-CBL | 184 | 0 | 0 | 0 | 0 | 184 | 0 | 1300007165 XIAMEN KUASHI MACHINE MAKING CO ¦ 1800000327 ABB s.r.o. ELSYNN ¦ 1800000464 ABB Xiamen Low Voltage Equipment ¦ INHN EPDS-LV Systems, Bangalore |  | ABB
1SYN226019R001A | IN-10026019.A.2 | 1TGB100101S0070 | CONTACT,TYPE-101-SN,70mm2,W/O-CBL | 0 | 0 | 0 | 0 | 0 | 0 | 0 | 1300007165 XIAMEN KUASHI MACHINE MAKING CO ¦ 1800000327 ABB s.r.o. ELSYNN ¦ 1800000464 ABB Xiamen Low Voltage Equipment ¦ INHN EPDS-LV Systems, Bangalore |  | ABB
1SYN226019R002A | IN-10026019.A.3 | 1TGB100101S0070 | CONTACT,TYPE-101-SN,70mm2,W/O-CBL | 12 | 0 | 0 | 0 | 0 | 12 | 0 | 1300007165 XIAMEN KUASHI MACHINE MAKING CO ¦ 1800000327 ABB s.r.o. ELSYNN ¦ 1800000464 ABB Xiamen Low Voltage Equipment ¦ INHN EPDS-LV Systems, Bangalore |  | ABB
1SYN426019R001A | IN-10026019.A.5 | 1TGB100101S0070 | CONTACT,TYPE-101-SN,70mm2,W/O-CBL | 0 | 0 | 0 | 0 | 0 | 0 | 0 | 1300007165 XIAMEN KUASHI MACHINE MAKING CO ¦ 1800000327 ABB s.r.o. ELSYNN ¦ 1800000464 ABB Xiamen Low Voltage Equipment ¦ INHN EPDS-LV Systems, Bangalore |  | ABB
1SYN126019R001A | IN-10026019.A.1 | 1TGB100137R0003 | WIRING DUCT cpl. 06 TYP 75 w. mounting r | 0 | 0 | 0 | 0 | 0 | 0 | 0 |  |  | Vendor Scope
1SYN226019R001A | IN-10026019.A.2 | 1TGB100137R0003 | WIRING DUCT cpl. 06 TYP 75 w. mounting r | 0 | 0 | 0 | 0 | 0 | 0 | 0 |  |  | Vendor Scope
1SYN226019R002A | IN-10026019.A.3 | 1TGB100137R0003 | WIRING DUCT cpl. 06 TYP 75 w. mounting r | 2 | 0 | 0 | 0 | 0 | 2 | 0 |  |  | Vendor Scope
1SYN426019R001A | IN-10026019.A.5 | 1TGB100137R0003 | WIRING DUCT cpl. 06 TYP 75 w. mounting r | 0 | 0 | 0 | 0 | 0 | 0 | 0 |  |  | Vendor Scope
1SYN126019R001A | IN-10026019.A.1 | 1TGB100140R0010 | RETAINER,WITH-NUT-M10,FOR-BB-CONNECTION | 0 | 0 | 0 | 0 | 0 | 0 | 0 | INHN EPDS-LV Systems, Bangalore |  | Vendor Scope
1SYN226019R001A | IN-10026019.A.2 | 1TGB100140R0010 | RETAINER,WITH-NUT-M10,FOR-BB-CONNECTION | 0 | 0 | 0 | 0 | 0 | 0 | 0 | INHN EPDS-LV Systems, Bangalore |  | Vendor Scope
1SYN226019R002A | IN-10026019.A.3 | 1TGB100140R0010 | RETAINER,WITH-NUT-M10,FOR-BB-CONNECTION | 4 | 0 | 0 | 0 | 0 | 4 | 0 | INHN EPDS-LV Systems, Bangalore |  | Vendor Scope
1SYN426019R001A | IN-10026019.A.5 | 1TGB100140R0010 | RETAINER,WITH-NUT-M10,FOR-BB-CONNECTION | 0 | 0 | 0 | 0 | 0 | 0 | 0 | INHN EPDS-LV Systems, Bangalore |  | Vendor Scope
1SYN126019R001A | IN-10026019.A.1 | 1TGB100140R0012 | RETAINER,WITH-NUT-M12,FOR-BB-CONNECTION | 68 | 0 | 0 | 0 | 0 | 68 | 0 | 1800000327 ABB s.r.o. ELSYNN ¦ INHN EPDS-LV Systems, Bangalore |  | Vendor Scope
1SYN226019R001A | IN-10026019.A.2 | 1TGB100140R0012 | RETAINER,WITH-NUT-M12,FOR-BB-CONNECTION | 0 | 0 | 0 | 0 | 0 | 0 | 0 | 1800000327 ABB s.r.o. ELSYNN ¦ INHN EPDS-LV Systems, Bangalore |  | Vendor Scope
1SYN226019R002A | IN-10026019.A.3 | 1TGB100140R0012 | RETAINER,WITH-NUT-M12,FOR-BB-CONNECTION | 4 | 0 | 0 | 0 | 0 | 4 | 0 | 1800000327 ABB s.r.o. ELSYNN ¦ INHN EPDS-LV Systems, Bangalore |  | Vendor Scope
1SYN426019R001A | IN-10026019.A.5 | 1TGB100140R0012 | RETAINER,WITH-NUT-M12,FOR-BB-CONNECTION | 0 | 0 | 0 | 0 | 0 | 0 | 0 | 1800000327 ABB s.r.o. ELSYNN ¦ INHN EPDS-LV Systems, Bangalore |  | Vendor Scope
1SYN126019R001A | IN-10026019.A.1 | 1TGB100173R1022-L | COVER,RR,SHORT,85E,W04,IPX2-B+T,WELD,GLV | 0 | 0 | 0 | 0 | 0 | 0 | 0 |  |  | Vendor Scope
1SYN226019R001A | IN-10026019.A.2 | 1TGB100173R1022-L | COVER,RR,SHORT,85E,W04,IPX2-B+T,WELD,GLV | 0 | 0 | 0 | 0 | 0 | 0 | 0 |  |  | Vendor Scope
1SYN226019R002A | IN-10026019.A.3 | 1TGB100173R1022-L | COVER,RR,SHORT,85E,W04,IPX2-B+T,WELD,GLV | 2 | 0 | 0 | 0 | 0 | 2 | 0 |  |  | Vendor Scope
1SYN426019R001A | IN-10026019.A.5 | 1TGB100173R1022-L | COVER,RR,SHORT,85E,W04,IPX2-B+T,WELD,GLV | 0 | 0 | 0 | 0 | 0 | 0 | 0 |  |  | Vendor Scope
1SYN126019R001A | IN-10026019.A.1 | 1TGB100173R1023-L | COVER,RR,SHORT,85E,W06,IPX2-B+T,WELD,GLV | 0 | 0 | 0 | 0 | 0 | 0 | 0 |  |  | Vendor Scope
1SYN226019R001A | IN-10026019.A.2 | 1TGB100173R1023-L | COVER,RR,SHORT,85E,W06,IPX2-B+T,WELD,GLV | 0 | 0 | 0 | 0 | 0 | 0 | 0 |  |  | Vendor Scope
1SYN226019R002A | IN-10026019.A.3 | 1TGB100173R1023-L | COVER,RR,SHORT,85E,W06,IPX2-B+T,WELD,GLV | 2 | 0 | 0 | 0 | 0 | 2 | 0 |  |  | Vendor Scope
1SYN426019R001A | IN-10026019.A.5 | 1TGB100173R1023-L | COVER,RR,SHORT,85E,W06,IPX2-B+T,WELD,GLV | 0 | 0 | 0 | 0 | 0 | 0 | 0 |  |  | Vendor Scope
1SYN126019R001A | IN-10026019.A.1 | 1TGB100325R1250 | Cable connection.unit 4x250A 6E (SN) | 0 | 0 | 0 | 0 | 0 | 0 | 0 | 1300002535 EASY CHINA (XIAMEN) TRADING CO., |  | ABB
1SYN226019R001A | IN-10026019.A.2 | 1TGB100325R1250 | Cable connection.unit 4x250A 6E (SN) | 0 | 0 | 0 | 0 | 0 | 0 | 0 | 1300002535 EASY CHINA (XIAMEN) TRADING CO., |  | ABB
1SYN226019R002A | IN-10026019.A.3 | 1TGB100325R1250 | Cable connection.unit 4x250A 6E (SN) | 2 | 0 | 0 | 0 | 0 | 2 | 0 | 1300002535 EASY CHINA (XIAMEN) TRADING CO., |  | ABB
1SYN426019R001A | IN-10026019.A.5 | 1TGB100325R1250 | Cable connection.unit 4x250A 6E (SN) | 0 | 0 | 0 | 0 | 0 | 0 | 0 | 1300002535 EASY CHINA (XIAMEN) TRADING CO., |  | ABB
1SYN126019R001A | IN-10026019.A.1 | 1TGB110008P0004 | module door W:600, 4E | 0 | 0 | 0 | 0 | 0 | 0 | 0 |  |  | Vendor Scope
1SYN226019R001A | IN-10026019.A.2 | 1TGB110008P0004 | module door W:600, 4E | 2 | 0 | 0 | 0 | 0 | 2 | 0 |  |  | Vendor Scope
1SYN226019R002A | IN-10026019.A.3 | 1TGB110008P0004 | module door W:600, 4E | 0 | 0 | 0 | 0 | 0 | 0 | 0 |  |  | Vendor Scope
1SYN426019R001A | IN-10026019.A.5 | 1TGB110008P0004 | module door W:600, 4E | 0 | 0 | 0 | 0 | 0 | 0 | 0 |  |  | Vendor Scope
1SYN126019R001A | IN-10026019.A.1 | 1TGB110008P0006 | DOOR,BLANK,6E,W06,LHS,120°,1-DOOR-LOCK | 0 | 0 | 0 | 0 | 0 | 0 | 0 |  |  | Vendor Scope
1SYN226019R001A | IN-10026019.A.2 | 1TGB110008P0006 | DOOR,BLANK,6E,W06,LHS,120°,1-DOOR-LOCK | 0 | 0 | 0 | 0 | 0 | 0 | 0 |  |  | Vendor Scope
1SYN226019R002A | IN-10026019.A.3 | 1TGB110008P0006 | DOOR,BLANK,6E,W06,LHS,120°,1-DOOR-LOCK | 1 | 0 | 0 | 0 | 0 | 1 | 0 |  |  | Vendor Scope
1SYN426019R001A | IN-10026019.A.5 | 1TGB110008P0006 | DOOR,BLANK,6E,W06,LHS,120°,1-DOOR-LOCK | 0 | 0 | 0 | 0 | 0 | 0 | 0 |  |  | Vendor Scope
1SYN126019R001A | IN-10026019.A.1 | 1TGB110008P0008 | DOOR,BLANK,8E,W06,LHS,120°,1-DOOR-LOCK | 2 | 0 | 0 | 0 | 0 | 2 | 0 |  |  | Vendor Scope
1SYN226019R001A | IN-10026019.A.2 | 1TGB110008P0008 | DOOR,BLANK,8E,W06,LHS,120°,1-DOOR-LOCK | 2 | 0 | 0 | 0 | 0 | 2 | 0 |  |  | Vendor Scope
1SYN226019R002A | IN-10026019.A.3 | 1TGB110008P0008 | DOOR,BLANK,8E,W06,LHS,120°,1-DOOR-LOCK | 0 | 0 | 0 | 0 | 0 | 0 | 0 |  |  | Vendor Scope
1SYN426019R001A | IN-10026019.A.5 | 1TGB110008P0008 | DOOR,BLANK,8E,W06,LHS,120°,1-DOOR-LOCK | 0 | 0 | 0 | 0 | 0 | 0 | 0 |  |  | Vendor Scope
1SYN126019R001A | IN-10026019.A.1 | 1TGB110008P0016_WN | DOOR,BLANK,16E,W06,LHS,120°,1-DOOR-LOCK | 0 | 0 | 0 | 0 | 0 | 0 | 0 |  |  | Vendor Scope
1SYN226019R001A | IN-10026019.A.2 | 1TGB110008P0016_WN | DOOR,BLANK,16E,W06,LHS,120°,1-DOOR-LOCK | 0 | 0 | 0 | 0 | 0 | 0 | 0 |  |  | Vendor Scope
1SYN226019R002A | IN-10026019.A.3 | 1TGB110008P0016_WN | DOOR,BLANK,16E,W06,LHS,120°,1-DOOR-LOCK | 1 | 0 | 0 | 0 | 0 | 1 | 0 |  |  | Vendor Scope
1SYN426019R001A | IN-10026019.A.5 | 1TGB110008P0016_WN | DOOR,BLANK,16E,W06,LHS,120°,1-DOOR-LOCK | 0 | 0 | 0 | 0 | 0 | 0 | 0 |  |  | Vendor Scope
1SYN126019R001A | IN-10026019.A.1 | 1TGB110009P0012 | CABLE COMP.DOOR2204 85E w/o LABEL STRIP | 0 | 0 | 0 | 0 | 0 | 0 | 0 |  |  | Vendor Scope
1SYN226019R001A | IN-10026019.A.2 | 1TGB110009P0012 | CABLE COMP.DOOR2204 85E w/o LABEL STRIP | 0 | 0 | 0 | 0 | 0 | 0 | 0 |  |  | Vendor Scope
1SYN226019R002A | IN-10026019.A.3 | 1TGB110009P0012 | CABLE COMP.DOOR2204 85E w/o LABEL STRIP | 1 | 0 | 0 | 0 | 0 | 1 | 0 |  |  | Vendor Scope
1SYN426019R001A | IN-10026019.A.5 | 1TGB110009P0012 | CABLE COMP.DOOR2204 85E w/o LABEL STRIP | 0 | 0 | 0 | 0 | 0 | 0 | 0 |  |  | Vendor Scope
1SYN126019R001A | IN-10026019.A.1 | 1TGB110022P0002 | BRACKET,SUPPORT,CABLE-DUCT,L=310mm | 0 | 0 | 0 | 0 | 0 | 0 | 0 |  |  | Vendor Scope
1SYN226019R001A | IN-10026019.A.2 | 1TGB110022P0002 | BRACKET,SUPPORT,CABLE-DUCT,L=310mm | 0 | 0 | 0 | 0 | 0 | 0 | 0 |  |  | Vendor Scope
1SYN226019R002A | IN-10026019.A.3 | 1TGB110022P0002 | BRACKET,SUPPORT,CABLE-DUCT,L=310mm | 3 | 0 | 0 | 0 | 0 | 3 | 0 |  |  | Vendor Scope
1SYN426019R001A | IN-10026019.A.5 | 1TGB110022P0002 | BRACKET,SUPPORT,CABLE-DUCT,L=310mm | 0 | 0 | 0 | 0 | 0 | 0 | 0 |  |  | Vendor Scope
1SYN126019R001A | IN-10026019.A.1 | 1TGB110032P0102 | roof plate W:400/D:800 W/C Relief | 0 | 0 | 0 | 0 | 0 | 0 | 0 |  |  | Vendor Scope
1SYN226019R001A | IN-10026019.A.2 | 1TGB110032P0102 | roof plate W:400/D:800 W/C Relief | 0 | 0 | 0 | 0 | 0 | 0 | 0 |  |  | Vendor Scope
1SYN226019R002A | IN-10026019.A.3 | 1TGB110032P0102 | roof plate W:400/D:800 W/C Relief | 1 | 0 | 0 | 0 | 0 | 1 | 0 |  |  | Vendor Scope
1SYN426019R001A | IN-10026019.A.5 | 1TGB110032P0102 | roof plate W:400/D:800 W/C Relief | 0 | 0 | 0 | 0 | 0 | 0 | 0 |  |  | Vendor Scope
1SYN126019R001A | IN-10026019.A.1 | 1TGB110032P0106 | roof plate W:600/D:800 W/C Relief | 0 | 0 | 0 | 0 | 0 | 0 | 0 |  |  | Vendor Scope
1SYN226019R001A | IN-10026019.A.2 | 1TGB110032P0106 | roof plate W:600/D:800 W/C Relief | 0 | 0 | 0 | 0 | 0 | 0 | 0 |  |  | Vendor Scope
1SYN226019R002A | IN-10026019.A.3 | 1TGB110032P0106 | roof plate W:600/D:800 W/C Relief | 1 | 0 | 0 | 0 | 0 | 1 | 0 |  |  | Vendor Scope
1SYN426019R001A | IN-10026019.A.5 | 1TGB110032P0106 | roof plate W:600/D:800 W/C Relief | 0 | 0 | 0 | 0 | 0 | 0 | 0 |  |  | Vendor Scope
1SYN126019R001A | IN-10026019.A.1 | 1TGB110080P0001 | COVER,W600,7E, w. CUTOUT | 0 | 0 | 0 | 0 | 0 | 0 | 0 |  |  | Vendor Scope
1SYN226019R001A | IN-10026019.A.2 | 1TGB110080P0001 | COVER,W600,7E, w. CUTOUT | 0 | 0 | 0 | 0 | 0 | 0 | 0 |  |  | Vendor Scope
1SYN226019R002A | IN-10026019.A.3 | 1TGB110080P0001 | COVER,W600,7E, w. CUTOUT | 1 | 0 | 0 | 0 | 0 | 1 | 0 |  |  | Vendor Scope
1SYN426019R001A | IN-10026019.A.5 | 1TGB110080P0001 | COVER,W600,7E, w. CUTOUT | 0 | 0 | 0 | 0 | 0 | 0 | 0 |  |  | Vendor Scope
1SYN126019R001A | IN-10026019.A.1 | 1TGB110138P0005 | SUPPORTING PLATE 20/30 | 32 | 0 | 0 | 0 | 0 | 32 | 0 |  |  | Vendor Scope
1SYN226019R001A | IN-10026019.A.2 | 1TGB110138P0005 | SUPPORTING PLATE 20/30 | 0 | 0 | 0 | 0 | 0 | 0 | 0 |  |  | Vendor Scope
1SYN226019R002A | IN-10026019.A.3 | 1TGB110138P0005 | SUPPORTING PLATE 20/30 | 0 | 0 | 0 | 0 | 0 | 0 | 0 |  |  | Vendor Scope
1SYN426019R001A | IN-10026019.A.5 | 1TGB110138P0005 | SUPPORTING PLATE 20/30 | 0 | 0 | 0 | 0 | 0 | 0 | 0 |  |  | Vendor Scope
1SYN126019R001A | IN-10026019.A.1 | 1TGB110166P2100 | C-PROFILE,2100,F-SUPPORT,REAR-COVER | 0 | 0 | 0 | 0 | 0 | 0 | 0 |  |  | Vendor Scope
1SYN226019R001A | IN-10026019.A.2 | 1TGB110166P2100 | C-PROFILE,2100,F-SUPPORT,REAR-COVER | 0 | 0 | 0 | 0 | 0 | 0 | 0 |  |  | Vendor Scope
1SYN226019R002A | IN-10026019.A.3 | 1TGB110166P2100 | C-PROFILE,2100,F-SUPPORT,REAR-COVER | 1 | 0 | 0 | 0 | 0 | 1 | 0 |  |  | Vendor Scope
1SYN426019R001A | IN-10026019.A.5 | 1TGB110166P2100 | C-PROFILE,2100,F-SUPPORT,REAR-COVER | 0 | 0 | 0 | 0 | 0 | 0 | 0 |  |  | Vendor Scope
1SYN126019R001A | IN-10026019.A.1 | 1TGB110171P0001 | U-PROFILE (LOCAL) | 4 | 0 | 0 | 0 | 0 | 4 | 0 |  |  | Vendor Scope
1SYN226019R001A | IN-10026019.A.2 | 1TGB110171P0001 | U-PROFILE (LOCAL) | 0 | 0 | 0 | 0 | 0 | 0 | 0 |  |  | Vendor Scope
1SYN226019R002A | IN-10026019.A.3 | 1TGB110171P0001 | U-PROFILE (LOCAL) | 1 | 0 | 0 | 0 | 0 | 1 | 0 |  |  | Vendor Scope
1SYN426019R001A | IN-10026019.A.5 | 1TGB110171P0001 | U-PROFILE (LOCAL) | 0 | 0 | 0 | 0 | 0 | 0 | 0 |  |  | Vendor Scope
1SYN126019R001A | IN-10026019.A.1 | 1TGB110173P0001 | COVER,8E,160/400A,FORM4,CCU | 0 | 0 | 0 | 0 | 0 | 0 | 0 |  |  | Vendor Scope
1SYN226019R001A | IN-10026019.A.2 | 1TGB110173P0001 | COVER,8E,160/400A,FORM4,CCU | 0 | 0 | 0 | 0 | 0 | 0 | 0 |  |  | Vendor Scope
1SYN226019R002A | IN-10026019.A.3 | 1TGB110173P0001 | COVER,8E,160/400A,FORM4,CCU | 10 | 0 | 0 | 0 | 0 | 10 | 0 |  |  | Vendor Scope
1SYN426019R001A | IN-10026019.A.5 | 1TGB110173P0001 | COVER,8E,160/400A,FORM4,CCU | 0 | 0 | 0 | 0 | 0 | 0 | 0 |  |  | Vendor Scope
1SYN126019R001A | IN-10026019.A.1 | 1TGB110173P0003 | Form 4 plate 12E 1*CCU 160/400A | 0 | 0 | 0 | 0 | 0 | 0 | 0 |  |  | Vendor Scope
1SYN226019R001A | IN-10026019.A.2 | 1TGB110173P0003 | Form 4 plate 12E 1*CCU 160/400A | 0 | 0 | 0 | 0 | 0 | 0 | 0 |  |  | Vendor Scope
1SYN226019R002A | IN-10026019.A.3 | 1TGB110173P0003 | Form 4 plate 12E 1*CCU 160/400A | 9 | 0 | 0 | 0 | 0 | 9 | 0 |  |  | Vendor Scope
1SYN426019R001A | IN-10026019.A.5 | 1TGB110173P0003 | Form 4 plate 12E 1*CCU 160/400A | 0 | 0 | 0 | 0 | 0 | 0 | 0 |  |  | Vendor Scope
1SYN126019R001A | IN-10026019.A.1 | 1TGB110173P0011 | FORM 4 COVER RIGHT 24E | 0 | 0 | 0 | 0 | 0 | 0 | 0 |  |  | Vendor Scope
1SYN226019R001A | IN-10026019.A.2 | 1TGB110173P0011 | FORM 4 COVER RIGHT 24E | 0 | 0 | 0 | 0 | 0 | 0 | 0 |  |  | Vendor Scope
1SYN226019R002A | IN-10026019.A.3 | 1TGB110173P0011 | FORM 4 COVER RIGHT 24E | 2 | 0 | 0 | 0 | 0 | 2 | 0 |  |  | Vendor Scope
1SYN426019R001A | IN-10026019.A.5 | 1TGB110173P0011 | FORM 4 COVER RIGHT 24E | 0 | 0 | 0 | 0 | 0 | 0 | 0 |  |  | Vendor Scope
1SYN126019R001A | IN-10026019.A.1 | 1TGB110173P0108 | Form 4 cover right 8E w. 4P 6E CCU | 0 | 0 | 0 | 0 | 0 | 0 | 0 |  |  | Vendor Scope
1SYN226019R001A | IN-10026019.A.2 | 1TGB110173P0108 | Form 4 cover right 8E w. 4P 6E CCU | 0 | 0 | 0 | 0 | 0 | 0 | 0 |  |  | Vendor Scope
1SYN226019R002A | IN-10026019.A.3 | 1TGB110173P0108 | Form 4 cover right 8E w. 4P 6E CCU | 2 | 0 | 0 | 0 | 0 | 2 | 0 |  |  | Vendor Scope
1SYN426019R001A | IN-10026019.A.5 | 1TGB110173P0108 | Form 4 cover right 8E w. 4P 6E CCU | 0 | 0 | 0 | 0 | 0 | 0 | 0 |  |  | Vendor Scope
1SYN126019R001A | IN-10026019.A.1 | 1TGB110211P0001 | Busbar Support-MNS,Supp.Bar Plate 2x30x. | 0 | 0 | 0 | 0 | 0 | 0 | 0 | 1800000327 ABB s.r.o. ELSYNN |  | Vendor Scope
1SYN226019R001A | IN-10026019.A.2 | 1TGB110211P0001 | Busbar Support-MNS,Supp.Bar Plate 2x30x. | 0 | 0 | 0 | 0 | 0 | 0 | 0 | 1800000327 ABB s.r.o. ELSYNN |  | Vendor Scope
1SYN226019R002A | IN-10026019.A.3 | 1TGB110211P0001 | Busbar Support-MNS,Supp.Bar Plate 2x30x. | 68 | 0 | 0 | 0 | 0 | 68 | 0 | 1800000327 ABB s.r.o. ELSYNN |  | Vendor Scope
1SYN426019R001A | IN-10026019.A.5 | 1TGB110211P0001 | Busbar Support-MNS,Supp.Bar Plate 2x30x. | 0 | 0 | 0 | 0 | 0 | 0 | 0 | 1800000327 ABB s.r.o. ELSYNN |  | Vendor Scope
1SYN126019R001A | IN-10026019.A.1 | 1TGB110213P0002 | WIRING DUCT T75 04 | 0 | 0 | 0 | 0 | 0 | 0 | 0 |  |  | Vendor Scope
1SYN226019R001A | IN-10026019.A.2 | 1TGB110213P0002 | WIRING DUCT T75 04 | 0 | 0 | 0 | 0 | 0 | 0 | 0 |  |  | Vendor Scope
1SYN226019R002A | IN-10026019.A.3 | 1TGB110213P0002 | WIRING DUCT T75 04 | 2 | 0 | 0 | 0 | 0 | 2 | 0 |  |  | Vendor Scope
1SYN426019R001A | IN-10026019.A.5 | 1TGB110213P0002 | WIRING DUCT T75 04 | 0 | 0 | 0 | 0 | 0 | 0 | 0 |  |  | Vendor Scope
1SYN126019R001A | IN-10026019.A.1 | 1TGB110213P0005 | WIRING DUCT T75 10 | 0 | 0 | 0 | 0 | 0 | 0 | 0 |  |  | Vendor Scope
1SYN226019R001A | IN-10026019.A.2 | 1TGB110213P0005 | WIRING DUCT T75 10 | 0 | 0 | 0 | 0 | 0 | 0 | 0 |  |  | Vendor Scope
1SYN226019R002A | IN-10026019.A.3 | 1TGB110213P0005 | WIRING DUCT T75 10 | 2 | 0 | 0 | 0 | 0 | 2 | 0 |  |  | Vendor Scope
1SYN426019R001A | IN-10026019.A.5 | 1TGB110213P0005 | WIRING DUCT T75 10 | 0 | 0 | 0 | 0 | 0 | 0 | 0 |  |  | Vendor Scope
1SYN126019R001A | IN-10026019.A.1 | 1TGB110238P0001 | U-CHANNEL FOR MFS2003 | 0 | 0 | 0 | 0 | 0 | 0 | 0 |  |  | Vendor Scope
1SYN226019R001A | IN-10026019.A.2 | 1TGB110238P0001 | U-CHANNEL FOR MFS2003 | 0 | 0 | 0 | 0 | 0 | 0 | 0 |  |  | Vendor Scope
1SYN226019R002A | IN-10026019.A.3 | 1TGB110238P0001 | U-CHANNEL FOR MFS2003 | 2 | 0 | 0 | 0 | 0 | 2 | 0 |  |  | Vendor Scope
1SYN426019R001A | IN-10026019.A.5 | 1TGB110238P0001 | U-CHANNEL FOR MFS2003 | 0 | 0 | 0 | 0 | 0 | 0 | 0 |  |  | Vendor Scope
1SYN126019R001A | IN-10026019.A.1 | 1TGB110239P2200 | PARTITION,MFS,RIGHT,SF,400V/50kA | 0 | 0 | 0 | 0 | 0 | 0 | 0 |  |  | Vendor Scope
1SYN226019R001A | IN-10026019.A.2 | 1TGB110239P2200 | PARTITION,MFS,RIGHT,SF,400V/50kA | 0 | 0 | 0 | 0 | 0 | 0 | 0 |  |  | Vendor Scope
1SYN226019R002A | IN-10026019.A.3 | 1TGB110239P2200 | PARTITION,MFS,RIGHT,SF,400V/50kA | 1 | 0 | 0 | 0 | 0 | 1 | 0 |  |  | Vendor Scope
1SYN426019R001A | IN-10026019.A.5 | 1TGB110239P2200 | PARTITION,MFS,RIGHT,SF,400V/50kA | 0 | 0 | 0 | 0 | 0 | 0 | 0 |  |  | Vendor Scope
1SYN126019R001A | IN-10026019.A.1 | 1TGB110274P2100 | MNS System Part-C Profile3 2100mm 50x25 | 0 | 0 | 0 | 0 | 0 | 0 | 0 |  |  | Vendor Scope
1SYN226019R001A | IN-10026019.A.2 | 1TGB110274P2100 | MNS System Part-C Profile3 2100mm 50x25 | 0 | 0 | 0 | 0 | 0 | 0 | 0 |  |  | Vendor Scope
1SYN226019R002A | IN-10026019.A.3 | 1TGB110274P2100 | MNS System Part-C Profile3 2100mm 50x25 | 2 | 0 | 0 | 0 | 0 | 2 | 0 |  |  | Vendor Scope
1SYN426019R001A | IN-10026019.A.5 | 1TGB110274P2100 | MNS System Part-C Profile3 2100mm 50x25 | 0 | 0 | 0 | 0 | 0 | 0 | 0 |  |  | Vendor Scope
1SYN126019R001A | IN-10026019.A.1 | 1TGB110276P0002 | Cover f. MFS2003 Metal Wall Top | 0 | 0 | 0 | 0 | 0 | 0 | 0 |  |  | Vendor Scope
1SYN226019R001A | IN-10026019.A.2 | 1TGB110276P0002 | Cover f. MFS2003 Metal Wall Top | 0 | 0 | 0 | 0 | 0 | 0 | 0 |  |  | Vendor Scope
1SYN226019R002A | IN-10026019.A.3 | 1TGB110276P0002 | Cover f. MFS2003 Metal Wall Top | 1 | 0 | 0 | 0 | 0 | 1 | 0 |  |  | Vendor Scope
1SYN426019R001A | IN-10026019.A.5 | 1TGB110276P0002 | Cover f. MFS2003 Metal Wall Top | 0 | 0 | 0 | 0 | 0 | 0 | 0 |  |  | Vendor Scope
1SYN126019R001A | IN-10026019.A.1 | 1TGB110276P0012 | COVER,FOR-MFS2003,LHS&RHS/BOT | 0 | 0 | 0 | 0 | 0 | 0 | 0 |  |  | Vendor Scope
1SYN226019R001A | IN-10026019.A.2 | 1TGB110276P0012 | COVER,FOR-MFS2003,LHS&RHS/BOT | 0 | 0 | 0 | 0 | 0 | 0 | 0 |  |  | Vendor Scope
1SYN226019R002A | IN-10026019.A.3 | 1TGB110276P0012 | COVER,FOR-MFS2003,LHS&RHS/BOT | 1 | 0 | 0 | 0 | 0 | 1 | 0 |  |  | Vendor Scope
1SYN426019R001A | IN-10026019.A.5 | 1TGB110276P0012 | COVER,FOR-MFS2003,LHS&RHS/BOT | 0 | 0 | 0 | 0 | 0 | 0 | 0 |  |  | Vendor Scope
1SYN126019R001A | IN-10026019.A.1 | 1TGB110277P0001 | C-profile edge connector | 0 | 0 | 0 | 0 | 0 | 0 | 0 |  |  | ABB
1SYN226019R001A | IN-10026019.A.2 | 1TGB110277P0001 | C-profile edge connector | 0 | 0 | 0 | 0 | 0 | 0 | 0 |  |  | ABB
1SYN226019R002A | IN-10026019.A.3 | 1TGB110277P0001 | C-profile edge connector | 1 | 0 | 0 | 0 | 0 | 1 | 0 |  |  | ABB
1SYN426019R001A | IN-10026019.A.5 | 1TGB110277P0001 | C-profile edge connector | 0 | 0 | 0 | 0 | 0 | 0 | 0 |  |  | ABB
1SYN126019R001A | IN-10026019.A.1 | 1TGB110277P0011 | C-profile edge connector MFS ri | 0 | 0 | 0 | 0 | 0 | 0 | 0 | INHN EPDS-LV Systems, Bangalore |  | ABB
1SYN226019R001A | IN-10026019.A.2 | 1TGB110277P0011 | C-profile edge connector MFS ri | 0 | 0 | 0 | 0 | 0 | 0 | 0 | INHN EPDS-LV Systems, Bangalore |  | ABB
1SYN226019R002A | IN-10026019.A.3 | 1TGB110277P0011 | C-profile edge connector MFS ri | 1 | 0 | 0 | 0 | 0 | 1 | 0 | INHN EPDS-LV Systems, Bangalore |  | ABB
1SYN426019R001A | IN-10026019.A.5 | 1TGB110277P0011 | C-profile edge connector MFS ri | 0 | 0 | 0 | 0 | 0 | 0 | 0 | INHN EPDS-LV Systems, Bangalore |  | ABB
1SYN126019R001A | IN-10026019.A.1 | 1TGB110278P0011 | C-profile edge connector | 0 | 0 | 0 | 0 | 0 | 0 | 0 | INHN EPDS-LV Systems, Bangalore |  | Vendor Scope
1SYN226019R001A | IN-10026019.A.2 | 1TGB110278P0011 | C-profile edge connector | 0 | 0 | 0 | 0 | 0 | 0 | 0 | INHN EPDS-LV Systems, Bangalore |  | Vendor Scope
1SYN226019R002A | IN-10026019.A.3 | 1TGB110278P0011 | C-profile edge connector | 1 | 0 | 0 | 0 | 0 | 1 | 0 | INHN EPDS-LV Systems, Bangalore |  | Vendor Scope
1SYN426019R001A | IN-10026019.A.5 | 1TGB110278P0011 | C-profile edge connector | 0 | 0 | 0 | 0 | 0 | 0 | 0 | INHN EPDS-LV Systems, Bangalore |  | Vendor Scope
1SYN126019R001A | IN-10026019.A.1 | 1TGB110287P0400 | Cover for louvers rear panel 04 IP42 | 0 | 0 | 0 | 0 | 0 | 0 | 0 |  |  | Vendor Scope
1SYN226019R001A | IN-10026019.A.2 | 1TGB110287P0400 | Cover for louvers rear panel 04 IP42 | 0 | 0 | 0 | 0 | 0 | 0 | 0 |  |  | Vendor Scope
1SYN226019R002A | IN-10026019.A.3 | 1TGB110287P0400 | Cover for louvers rear panel 04 IP42 | 4 | 0 | 0 | 0 | 0 | 4 | 0 |  |  | Vendor Scope
1SYN426019R001A | IN-10026019.A.5 | 1TGB110287P0400 | Cover for louvers rear panel 04 IP42 | 0 | 0 | 0 | 0 | 0 | 0 | 0 |  |  | Vendor Scope
1SYN126019R001A | IN-10026019.A.1 | 1TGB110287P0600 | Cover for louvers rear panel 06 IP42 | 0 | 0 | 0 | 0 | 0 | 0 | 0 |  |  | Vendor Scope
1SYN226019R001A | IN-10026019.A.2 | 1TGB110287P0600 | Cover for louvers rear panel 06 IP42 | 0 | 0 | 0 | 0 | 0 | 0 | 0 |  |  | Vendor Scope
1SYN226019R002A | IN-10026019.A.3 | 1TGB110287P0600 | Cover for louvers rear panel 06 IP42 | 4 | 0 | 0 | 0 | 0 | 4 | 0 |  |  | Vendor Scope
1SYN426019R001A | IN-10026019.A.5 | 1TGB110287P0600 | Cover for louvers rear panel 06 IP42 | 0 | 0 | 0 | 0 | 0 | 0 | 0 |  |  | Vendor Scope
1SYN126019R001A | IN-10026019.A.1 | 1TGB110287P0602 | Cover for louvers cable door 06 IP42 | 0 | 0 | 0 | 0 | 0 | 0 | 0 |  |  | Vendor Scope
1SYN226019R001A | IN-10026019.A.2 | 1TGB110287P0602 | Cover for louvers cable door 06 IP42 | 0 | 0 | 0 | 0 | 0 | 0 | 0 |  |  | Vendor Scope
1SYN226019R002A | IN-10026019.A.3 | 1TGB110287P0602 | Cover for louvers cable door 06 IP42 | 1 | 0 | 0 | 0 | 0 | 1 | 0 |  |  | Vendor Scope
1SYN426019R001A | IN-10026019.A.5 | 1TGB110287P0602 | Cover for louvers cable door 06 IP42 | 0 | 0 | 0 | 0 | 0 | 0 | 0 |  |  | Vendor Scope
1SYN126019R001A | IN-10026019.A.1 | 1TGB110291P0001 | Cover for louvers 7E IP42 | 0 | 0 | 0 | 0 | 0 | 0 | 0 |  |  | Vendor Scope
1SYN226019R001A | IN-10026019.A.2 | 1TGB110291P0001 | Cover for louvers 7E IP42 | 0 | 0 | 0 | 0 | 0 | 0 | 0 |  |  | Vendor Scope
1SYN226019R002A | IN-10026019.A.3 | 1TGB110291P0001 | Cover for louvers 7E IP42 | 1 | 0 | 0 | 0 | 0 | 1 | 0 |  |  | Vendor Scope
1SYN426019R001A | IN-10026019.A.5 | 1TGB110291P0001 | Cover for louvers 7E IP42 | 0 | 0 | 0 | 0 | 0 | 0 | 0 |  |  | Vendor Scope
1SYN126019R001A | IN-10026019.A.1 | 1TGB110312P0001 | Z-profile for partition wall 2 | 0 | 0 | 0 | 0 | 0 | 0 | 0 |  |  | Vendor Scope
1SYN226019R001A | IN-10026019.A.2 | 1TGB110312P0001 | Z-profile for partition wall 2 | 0 | 0 | 0 | 0 | 0 | 0 | 0 |  |  | Vendor Scope
1SYN226019R002A | IN-10026019.A.3 | 1TGB110312P0001 | Z-profile for partition wall 2 | 2 | 0 | 0 | 0 | 0 | 2 | 0 |  |  | Vendor Scope
1SYN426019R001A | IN-10026019.A.5 | 1TGB110312P0001 | Z-profile for partition wall 2 | 0 | 0 | 0 | 0 | 0 | 0 | 0 |  |  | Vendor Scope
1SYN126019R001A | IN-10026019.A.1 | 1TGB110315P3010 | PE+PEN mounting bracket 30 x 10 | 0 | 0 | 0 | 0 | 0 | 0 | 0 |  |  | Vendor Scope
1SYN226019R001A | IN-10026019.A.2 | 1TGB110315P3010 | PE+PEN mounting bracket 30 x 10 | 0 | 0 | 0 | 0 | 0 | 0 | 0 |  |  | Vendor Scope
1SYN226019R002A | IN-10026019.A.3 | 1TGB110315P3010 | PE+PEN mounting bracket 30 x 10 | 7 | 0 | 0 | 0 | 0 | 7 | 0 |  |  | Vendor Scope
1SYN426019R001A | IN-10026019.A.5 | 1TGB110315P3010 | PE+PEN mounting bracket 30 x 10 | 0 | 0 | 0 | 0 | 0 | 0 | 0 |  |  | Vendor Scope
1SYN126019R001A | IN-10026019.A.1 | 1TGB110315P4010 | PE+PEN mounting bracket 40x10 | 0 | 0 | 0 | 0 | 0 | 0 | 0 |  |  | Vendor Scope
1SYN226019R001A | IN-10026019.A.2 | 1TGB110315P4010 | PE+PEN mounting bracket 40x10 | 24 | 0 | 0 | 0 | 0 | 24 | 0 |  |  | Vendor Scope
1SYN226019R002A | IN-10026019.A.3 | 1TGB110315P4010 | PE+PEN mounting bracket 40x10 | 0 | 0 | 0 | 0 | 0 | 0 | 0 |  |  | Vendor Scope
1SYN426019R001A | IN-10026019.A.5 | 1TGB110315P4010 | PE+PEN mounting bracket 40x10 | 0 | 0 | 0 | 0 | 0 | 0 | 0 |  |  | Vendor Scope
1SYN126019R001A | IN-10026019.A.1 | 1TGB110321P0400 | Partition wall 3R 2204L fixed part | 0 | 0 | 0 | 0 | 0 | 0 | 0 |  |  | Vendor Scope
1SYN226019R001A | IN-10026019.A.2 | 1TGB110321P0400 | Partition wall 3R 2204L fixed part | 0 | 0 | 0 | 0 | 0 | 0 | 0 |  |  | Vendor Scope
1SYN226019R002A | IN-10026019.A.3 | 1TGB110321P0400 | Partition wall 3R 2204L fixed part | 1 | 0 | 0 | 0 | 0 | 1 | 0 |  |  | Vendor Scope
1SYN426019R001A | IN-10026019.A.5 | 1TGB110321P0400 | Partition wall 3R 2204L fixed part | 0 | 0 | 0 | 0 | 0 | 0 | 0 |  |  | Vendor Scope
1SYN126019R001A | IN-10026019.A.1 | 1TGB110322P0011 | Part,wall 3-2201R Steel | 0 | 0 | 0 | 0 | 0 | 0 | 0 |  |  | Vendor Scope
1SYN226019R001A | IN-10026019.A.2 | 1TGB110322P0011 | Part,wall 3-2201R Steel | 0 | 0 | 0 | 0 | 0 | 0 | 0 |  |  | Vendor Scope
1SYN226019R002A | IN-10026019.A.3 | 1TGB110322P0011 | Part,wall 3-2201R Steel | 1 | 0 | 0 | 0 | 0 | 1 | 0 |  |  | Vendor Scope
1SYN426019R001A | IN-10026019.A.5 | 1TGB110322P0011 | Part,wall 3-2201R Steel | 0 | 0 | 0 | 0 | 0 | 0 | 0 |  |  | Vendor Scope
1SYN126019R001A | IN-10026019.A.1 | 1TGB110330P0030 | Shell cover left | 0 | 0 | 0 | 0 | 0 | 0 | 0 |  |  | Vendor Scope
1SYN226019R001A | IN-10026019.A.2 | 1TGB110330P0030 | Shell cover left | 0 | 0 | 0 | 0 | 0 | 0 | 0 |  |  | Vendor Scope
1SYN226019R002A | IN-10026019.A.3 | 1TGB110330P0030 | Shell cover left | 24 | 0 | 0 | 0 | 0 | 24 | 0 |  |  | Vendor Scope
1SYN426019R001A | IN-10026019.A.5 | 1TGB110330P0030 | Shell cover left | 0 | 0 | 0 | 0 | 0 | 0 | 0 |  |  | Vendor Scope
1SYN126019R001A | IN-10026019.A.1 | 1TGB110339P0002 | Form 4 cover horizontal | 0 | 0 | 0 | 0 | 0 | 0 | 0 |  |  | Vendor Scope
1SYN226019R001A | IN-10026019.A.2 | 1TGB110339P0002 | Form 4 cover horizontal | 0 | 0 | 0 | 0 | 0 | 0 | 0 |  |  | Vendor Scope
1SYN226019R002A | IN-10026019.A.3 | 1TGB110339P0002 | Form 4 cover horizontal | 2 | 0 | 0 | 0 | 0 | 2 | 0 |  |  | Vendor Scope
1SYN426019R001A | IN-10026019.A.5 | 1TGB110339P0002 | Form 4 cover horizontal | 0 | 0 | 0 | 0 | 0 | 0 | 0 |  |  | Vendor Scope
1SYN126019R001A | IN-10026019.A.1 | 1TGB110339P0004 | Shell Form 4 cover horizontal 10 | 0 | 0 | 0 | 0 | 0 | 0 | 0 |  |  | Vendor Scope
1SYN226019R001A | IN-10026019.A.2 | 1TGB110339P0004 | Shell Form 4 cover horizontal 10 | 0 | 0 | 0 | 0 | 0 | 0 | 0 |  |  | Vendor Scope
1SYN226019R002A | IN-10026019.A.3 | 1TGB110339P0004 | Shell Form 4 cover horizontal 10 | 2 | 0 | 0 | 0 | 0 | 2 | 0 |  |  | Vendor Scope
1SYN426019R001A | IN-10026019.A.5 | 1TGB110339P0004 | Shell Form 4 cover horizontal 10 | 0 | 0 | 0 | 0 | 0 | 0 | 0 |  |  | Vendor Scope
1SYN126019R001A | IN-10026019.A.1 | 1TGB110360P0001 | Woven wire cloth (mesh) IP43 | 34 | 0 | 0 | 0 | 0 | 34 | 0 |  |  | Vendor Scope
1SYN226019R001A | IN-10026019.A.2 | 1TGB110360P0001 | Woven wire cloth (mesh) IP43 | 12 | 0 | 0 | 0 | 0 | 12 | 0 |  |  | Vendor Scope
1SYN226019R002A | IN-10026019.A.3 | 1TGB110360P0001 | Woven wire cloth (mesh) IP43 | 3 | 0 | 0 | 0 | 0 | 3 | 0 |  |  | Vendor Scope
1SYN426019R001A | IN-10026019.A.5 | 1TGB110360P0001 | Woven wire cloth (mesh) IP43 | 0 | 0 | 0 | 0 | 0 | 0 | 0 |  |  | Vendor Scope
1SYN126019R001A | IN-10026019.A.1 | 1TGB110361P0001 | Ventilation grid IP43 | 34 | 0 | 0 | 0 | 0 | 34 | 0 |  |  | Vendor Scope
1SYN226019R001A | IN-10026019.A.2 | 1TGB110361P0001 | Ventilation grid IP43 | 12 | 0 | 0 | 0 | 0 | 12 | 0 |  |  | Vendor Scope
1SYN226019R002A | IN-10026019.A.3 | 1TGB110361P0001 | Ventilation grid IP43 | 3 | 0 | 0 | 0 | 0 | 3 | 0 |  |  | Vendor Scope
1SYN426019R001A | IN-10026019.A.5 | 1TGB110361P0001 | Ventilation grid IP43 | 0 | 0 | 0 | 0 | 0 | 0 | 0 |  |  | Vendor Scope
1SYN126019R001A | IN-10026019.A.1 | 1TGB110398P0001 | Pressure relief flap | 34 | 0 | 0 | 0 | 0 | 34 | 0 |  |  | Vendor Scope
1SYN226019R001A | IN-10026019.A.2 | 1TGB110398P0001 | Pressure relief flap | 12 | 0 | 0 | 0 | 0 | 12 | 0 |  |  | Vendor Scope
1SYN226019R002A | IN-10026019.A.3 | 1TGB110398P0001 | Pressure relief flap | 3 | 0 | 0 | 0 | 0 | 3 | 0 |  |  | Vendor Scope
1SYN426019R001A | IN-10026019.A.5 | 1TGB110398P0001 | Pressure relief flap | 0 | 0 | 0 | 0 | 0 | 0 | 0 |  |  | Vendor Scope
1SYN126019R001A | IN-10026019.A.1 | 1TGB110399P0001 | Hinge for pressure relief flap | 34 | 0 | 0 | 0 | 0 | 34 | 0 |  |  | Vendor Scope
1SYN226019R001A | IN-10026019.A.2 | 1TGB110399P0001 | Hinge for pressure relief flap | 12 | 0 | 0 | 0 | 0 | 12 | 0 |  |  | Vendor Scope
1SYN226019R002A | IN-10026019.A.3 | 1TGB110399P0001 | Hinge for pressure relief flap | 3 | 0 | 0 | 0 | 0 | 3 | 0 |  |  | Vendor Scope
1SYN426019R001A | IN-10026019.A.5 | 1TGB110399P0001 | Hinge for pressure relief flap | 0 | 0 | 0 | 0 | 0 | 0 | 0 |  |  | Vendor Scope
1SYN126019R001A | IN-10026019.A.1 | 1TGB115067P0002 | SPACER L= 90 | 48 | 0 | 0 | 0 | 0 | 48 | 0 |  |  | Vendor Scope
1SYN226019R001A | IN-10026019.A.2 | 1TGB115067P0002 | SPACER L= 90 | 0 | 0 | 0 | 0 | 0 | 0 | 0 |  |  | Vendor Scope
1SYN226019R002A | IN-10026019.A.3 | 1TGB115067P0002 | SPACER L= 90 | 0 | 0 | 0 | 0 | 0 | 0 | 0 |  |  | Vendor Scope
1SYN426019R001A | IN-10026019.A.5 | 1TGB115067P0002 | SPACER L= 90 | 0 | 0 | 0 | 0 | 0 | 0 | 0 |  |  | Vendor Scope
1SYN126019R001A | IN-10026019.A.1 | 1TGB115172P0458 | PE+N vertical front bar 40x5 ch2200 | 0 | 0 | 0 | 0 | 0 | 0 | 0 |  |  | Vendor Scope
1SYN226019R001A | IN-10026019.A.2 | 1TGB115172P0458 | PE+N vertical front bar 40x5 ch2200 | 0 | 0 | 0 | 0 | 0 | 0 | 0 |  |  | Vendor Scope
1SYN226019R002A | IN-10026019.A.3 | 1TGB115172P0458 | PE+N vertical front bar 40x5 ch2200 | 1 | 0 | 0 | 0 | 0 | 1 | 0 |  |  | Vendor Scope
1SYN426019R001A | IN-10026019.A.5 | 1TGB115172P0458 | PE+N vertical front bar 40x5 ch2200 | 0 | 0 | 0 | 0 | 0 | 0 | 0 |  |  | Vendor Scope
1SYN126019R001A | IN-10026019.A.1 | 1TGB115172P3121 | BAR,PE+N,HOR,30x10x2090,START | 0 | 0 | 0 | 0 | 0 | 0 | 0 |  |  | Vendor Scope
1SYN226019R001A | IN-10026019.A.2 | 1TGB115172P3121 | BAR,PE+N,HOR,30x10x2090,START | 0 | 0 | 0 | 0 | 0 | 0 | 0 |  |  | Vendor Scope
1SYN226019R002A | IN-10026019.A.3 | 1TGB115172P3121 | BAR,PE+N,HOR,30x10x2090,START | 1 | 0 | 0 | 0 | 0 | 1 | 0 |  |  | Vendor Scope
1SYN426019R001A | IN-10026019.A.5 | 1TGB115172P3121 | BAR,PE+N,HOR,30x10x2090,START | 0 | 0 | 0 | 0 | 0 | 0 | 0 |  |  | Vendor Scope
1SYN126019R001A | IN-10026019.A.1 | 1TGB115172P3129 | BAR,PE+N,HOR,30x10x2890,START | 0 | 0 | 0 | 0 | 0 | 0 | 0 |  |  | Vendor Scope
1SYN226019R001A | IN-10026019.A.2 | 1TGB115172P3129 | BAR,PE+N,HOR,30x10x2890,START | 0 | 0 | 0 | 0 | 0 | 0 | 0 |  |  | Vendor Scope
1SYN226019R002A | IN-10026019.A.3 | 1TGB115172P3129 | BAR,PE+N,HOR,30x10x2890,START | 8 | 0 | 0 | 0 | 0 | 8 | 0 |  |  | Vendor Scope
1SYN426019R001A | IN-10026019.A.5 | 1TGB115172P3129 | BAR,PE+N,HOR,30x10x2890,START | 0 | 0 | 0 | 0 | 0 | 0 | 0 |  |  | Vendor Scope
1SYN126019R001A | IN-10026019.A.1 | 1TGB115173P0001 | PE+N horiz. front conn. <=60x10 | 0 | 0 | 0 | 0 | 0 | 0 | 0 |  |  | Vendor Scope
1SYN226019R001A | IN-10026019.A.2 | 1TGB115173P0001 | PE+N horiz. front conn. <=60x10 | 0 | 0 | 0 | 0 | 0 | 0 | 0 |  |  | Vendor Scope
1SYN226019R002A | IN-10026019.A.3 | 1TGB115173P0001 | PE+N horiz. front conn. <=60x10 | 1 | 0 | 0 | 0 | 0 | 1 | 0 |  |  | Vendor Scope
1SYN426019R001A | IN-10026019.A.5 | 1TGB115173P0001 | PE+N horiz. front conn. <=60x10 | 0 | 0 | 0 | 0 | 0 | 0 | 0 |  |  | Vendor Scope
1SYN126019R001A | IN-10026019.A.1 | 1TGB115175P4005 | BAR,PE+N-CONN,HOR,40x05 | 0 | 0 | 0 | 0 | 0 | 0 | 0 |  |  | Vendor Scope
1SYN226019R001A | IN-10026019.A.2 | 1TGB115175P4005 | BAR,PE+N-CONN,HOR,40x05 | 0 | 0 | 0 | 0 | 0 | 0 | 0 |  |  | Vendor Scope
1SYN226019R002A | IN-10026019.A.3 | 1TGB115175P4005 | BAR,PE+N-CONN,HOR,40x05 | 1 | 0 | 0 | 0 | 0 | 1 | 0 |  |  | Vendor Scope
1SYN426019R001A | IN-10026019.A.5 | 1TGB115175P4005 | BAR,PE+N-CONN,HOR,40x05 | 0 | 0 | 0 | 0 | 0 | 0 | 0 |  |  | Vendor Scope
1SYN126019R001A | IN-10026019.A.1 | 1TGB115214P0021 | BUSBAR-CONNECTOR,MFS-PA,CU,H=20.7,ADB/BB | 208 | 0 | 0 | 0 | 0 | 208 | 0 | INHN EPDS-LV Systems, Bangalore |  | Vendor Scope
1SYN226019R001A | IN-10026019.A.2 | 1TGB115214P0021 | BUSBAR-CONNECTOR,MFS-PA,CU,H=20.7,ADB/BB | 36 | 0 | 0 | 0 | 0 | 36 | 0 | INHN EPDS-LV Systems, Bangalore |  | Vendor Scope
1SYN226019R002A | IN-10026019.A.3 | 1TGB115214P0021 | BUSBAR-CONNECTOR,MFS-PA,CU,H=20.7,ADB/BB | 4 | 0 | 0 | 0 | 0 | 4 | 0 | INHN EPDS-LV Systems, Bangalore |  | Vendor Scope
1SYN426019R001A | IN-10026019.A.5 | 1TGB115214P0021 | BUSBAR-CONNECTOR,MFS-PA,CU,H=20.7,ADB/BB | 0 | 0 | 0 | 0 | 0 | 0 | 0 | INHN EPDS-LV Systems, Bangalore |  | Vendor Scope
1SYN126019R001A | IN-10026019.A.1 | 1TGB115219P0010 | CONNECTOR,BUSBAR,10mm,DO=30;DI=12.5,CU | 204 | 0 | 0 | 0 | 0 | 204 | 0 | INHN EPDS-LV Systems, Bangalore |  | Vendor Scope
1SYN226019R001A | IN-10026019.A.2 | 1TGB115219P0010 | CONNECTOR,BUSBAR,10mm,DO=30;DI=12.5,CU | 36 | 0 | 0 | 0 | 0 | 36 | 0 | INHN EPDS-LV Systems, Bangalore |  | Vendor Scope
1SYN226019R002A | IN-10026019.A.3 | 1TGB115219P0010 | CONNECTOR,BUSBAR,10mm,DO=30;DI=12.5,CU | 1 | 0 | 0 | 0 | 0 | 1 | 0 | INHN EPDS-LV Systems, Bangalore |  | Vendor Scope
1SYN426019R001A | IN-10026019.A.5 | 1TGB115219P0010 | CONNECTOR,BUSBAR,10mm,DO=30;DI=12.5,CU | 0 | 0 | 0 | 0 | 0 | 0 | 0 | INHN EPDS-LV Systems, Bangalore |  | Vendor Scope
1SYN126019R001A | IN-10026019.A.1 | 1TGB115219P0020 | CONNECTOR,BUSBAR,20mm,DO=30;DI=12.5,CU | 96 | 0 | 0 | 0 | 0 | 96 | 0 | INHN EPDS-LV Systems, Bangalore |  | Vendor Scope
1SYN226019R001A | IN-10026019.A.2 | 1TGB115219P0020 | CONNECTOR,BUSBAR,20mm,DO=30;DI=12.5,CU | 2 | 0 | 0 | 0 | 0 | 2 | 0 | INHN EPDS-LV Systems, Bangalore |  | Vendor Scope
1SYN226019R002A | IN-10026019.A.3 | 1TGB115219P0020 | CONNECTOR,BUSBAR,20mm,DO=30;DI=12.5,CU | 0 | 0 | 0 | 0 | 0 | 0 | 0 | INHN EPDS-LV Systems, Bangalore |  | Vendor Scope
1SYN426019R001A | IN-10026019.A.5 | 1TGB115219P0020 | CONNECTOR,BUSBAR,20mm,DO=30;DI=12.5,CU | 0 | 0 | 0 | 0 | 0 | 0 | 0 | INHN EPDS-LV Systems, Bangalore |  | Vendor Scope
1SYN126019R001A | IN-10026019.A.1 | 1TGB115219P0030 | CONNECTOR,BUSBAR,30mm,DO=30;DI=12.5,CU | 156 | 0 | 0 | 0 | 0 | 156 | 0 | INHN EPDS-LV Systems, Bangalore |  | Vendor Scope
1SYN226019R001A | IN-10026019.A.2 | 1TGB115219P0030 | CONNECTOR,BUSBAR,30mm,DO=30;DI=12.5,CU | 0 | 0 | 0 | 0 | 0 | 0 | 0 | INHN EPDS-LV Systems, Bangalore |  | Vendor Scope
1SYN226019R002A | IN-10026019.A.3 | 1TGB115219P0030 | CONNECTOR,BUSBAR,30mm,DO=30;DI=12.5,CU | 0 | 0 | 0 | 0 | 0 | 0 | 0 | INHN EPDS-LV Systems, Bangalore |  | Vendor Scope
1SYN426019R001A | IN-10026019.A.5 | 1TGB115219P0030 | CONNECTOR,BUSBAR,30mm,DO=30;DI=12.5,CU | 0 | 0 | 0 | 0 | 0 | 0 | 0 | INHN EPDS-LV Systems, Bangalore |  | Vendor Scope
1SYN126019R001A | IN-10026019.A.1 | 1TGB115219P0040 | CONNECTOR,BUSBAR,40mm,DO=30;DI=12.5,CU | 0 | 0 | 0 | 0 | 0 | 0 | 0 | INHN EPDS-LV Systems, Bangalore |  | Vendor Scope
1SYN226019R001A | IN-10026019.A.2 | 1TGB115219P0040 | CONNECTOR,BUSBAR,40mm,DO=30;DI=12.5,CU | 0 | 0 | 0 | 0 | 0 | 0 | 0 | INHN EPDS-LV Systems, Bangalore |  | Vendor Scope
1SYN226019R002A | IN-10026019.A.3 | 1TGB115219P0040 | CONNECTOR,BUSBAR,40mm,DO=30;DI=12.5,CU | 4 | 0 | 0 | 0 | 0 | 4 | 0 | INHN EPDS-LV Systems, Bangalore |  | Vendor Scope
1SYN426019R001A | IN-10026019.A.5 | 1TGB115219P0040 | CONNECTOR,BUSBAR,40mm,DO=30;DI=12.5,CU | 0 | 0 | 0 | 0 | 0 | 0 | 0 | INHN EPDS-LV Systems, Bangalore |  | Vendor Scope
1SYN126019R001A | IN-10026019.A.1 | 1TGB120088P0030 | Threaded Plate Retainer-F.BB 30x10 MFS20 | 0 | 0 | 0 | 0 | 0 | 0 | 0 | 1800000327 ABB s.r.o. ELSYNN |  | Vendor Scope
1SYN226019R001A | IN-10026019.A.2 | 1TGB120088P0030 | Threaded Plate Retainer-F.BB 30x10 MFS20 | 0 | 0 | 0 | 0 | 0 | 0 | 0 | 1800000327 ABB s.r.o. ELSYNN |  | Vendor Scope
1SYN226019R002A | IN-10026019.A.3 | 1TGB120088P0030 | Threaded Plate Retainer-F.BB 30x10 MFS20 | 4 | 0 | 0 | 0 | 0 | 4 | 0 | 1800000327 ABB s.r.o. ELSYNN |  | Vendor Scope
1SYN426019R001A | IN-10026019.A.5 | 1TGB120088P0030 | Threaded Plate Retainer-F.BB 30x10 MFS20 | 0 | 0 | 0 | 0 | 0 | 0 | 0 | 1800000327 ABB s.r.o. ELSYNN |  | Vendor Scope
1SYN126019R001A | IN-10026019.A.1 | 1TGB120092P1001 | MAIN BUSBAR SUPPORT 4P INSULATED | 0 | 0 | 0 | 0 | 0 | 0 | 0 | 1300006985 XIAMEN QIHE ELECTRICAL ¦ 1800000327 ABB s.r.o. ELSYNN ¦ INHN EPDS-LV Systems, Bangalore |  | ABB
1SYN226019R001A | IN-10026019.A.2 | 1TGB120092P1001 | MAIN BUSBAR SUPPORT 4P INSULATED | 0 | 0 | 0 | 0 | 0 | 0 | 0 | 1300006985 XIAMEN QIHE ELECTRICAL ¦ 1800000327 ABB s.r.o. ELSYNN ¦ INHN EPDS-LV Systems, Bangalore |  | ABB
1SYN226019R002A | IN-10026019.A.3 | 1TGB120092P1001 | MAIN BUSBAR SUPPORT 4P INSULATED | 14 | 0 | 0 | 0 | 0 | 14 | 0 | 1300006985 XIAMEN QIHE ELECTRICAL ¦ 1800000327 ABB s.r.o. ELSYNN ¦ INHN EPDS-LV Systems, Bangalore |  | ABB
1SYN426019R001A | IN-10026019.A.5 | 1TGB120092P1001 | MAIN BUSBAR SUPPORT 4P INSULATED | 0 | 0 | 0 | 0 | 0 | 0 | 0 | 1300006985 XIAMEN QIHE ELECTRICAL ¦ 1800000327 ABB s.r.o. ELSYNN ¦ INHN EPDS-LV Systems, Bangalore |  | ABB
1SYN126019R001A | IN-10026019.A.1 | 1TGB410149P0001 | BRACKET,SUPPORT | 0 | 0 | 0 | 0 | 0 | 0 | 0 | INHN EPDS-LV Systems, Bangalore |  | Vendor Scope
1SYN226019R001A | IN-10026019.A.2 | 1TGB410149P0001 | BRACKET,SUPPORT | 0 | 0 | 0 | 0 | 0 | 0 | 0 | INHN EPDS-LV Systems, Bangalore |  | Vendor Scope
1SYN226019R002A | IN-10026019.A.3 | 1TGB410149P0001 | BRACKET,SUPPORT | 4 | 0 | 0 | 0 | 0 | 4 | 0 | INHN EPDS-LV Systems, Bangalore |  | Vendor Scope
1SYN426019R001A | IN-10026019.A.5 | 1TGB410149P0001 | BRACKET,SUPPORT | 0 | 0 | 0 | 0 | 0 | 0 | 0 | INHN EPDS-LV Systems, Bangalore |  | Vendor Scope
1SYN126019R001A | IN-10026019.A.1 | 1TGG000101P0010 | Flat Washer M10 BN 65008 | 64 | 0 | 0 | 0 | 0 | 64 | 0 |  |  | Vendor Scope
1SYN226019R001A | IN-10026019.A.2 | 1TGG000101P0010 | Flat Washer M10 BN 65008 | 0 | 0 | 0 | 0 | 0 | 0 | 0 |  |  | Vendor Scope
1SYN226019R002A | IN-10026019.A.3 | 1TGG000101P0010 | Flat Washer M10 BN 65008 | 0 | 0 | 0 | 0 | 0 | 0 | 0 |  |  | Vendor Scope
1SYN426019R001A | IN-10026019.A.5 | 1TGG000101P0010 | Flat Washer M10 BN 65008 | 0 | 0 | 0 | 0 | 0 | 0 | 0 |  |  | Vendor Scope
1SYN126019R001A | IN-10026019.A.1 | 1TGG000101P0012 | Flat Washer M12 BN 65008 | 64 | 0 | 0 | 0 | 0 | 64 | 0 |  |  | Vendor Scope
1SYN226019R001A | IN-10026019.A.2 | 1TGG000101P0012 | Flat Washer M12 BN 65008 | 0 | 0 | 0 | 0 | 0 | 0 | 0 |  |  | Vendor Scope
1SYN226019R002A | IN-10026019.A.3 | 1TGG000101P0012 | Flat Washer M12 BN 65008 | 0 | 0 | 0 | 0 | 0 | 0 | 0 |  |  | Vendor Scope
1SYN426019R001A | IN-10026019.A.5 | 1TGG000101P0012 | Flat Washer M12 BN 65008 | 0 | 0 | 0 | 0 | 0 | 0 | 0 |  |  | Vendor Scope
1SYN126019R001A | IN-10026019.A.1 | 1TGG000102P0010 | Lock Washer M10 BN 80598 | 64 | 0 | 0 | 0 | 0 | 64 | 0 |  |  | Vendor Scope
1SYN226019R001A | IN-10026019.A.2 | 1TGG000102P0010 | Lock Washer M10 BN 80598 | 0 | 0 | 0 | 0 | 0 | 0 | 0 |  |  | Vendor Scope
1SYN226019R002A | IN-10026019.A.3 | 1TGG000102P0010 | Lock Washer M10 BN 80598 | 0 | 0 | 0 | 0 | 0 | 0 | 0 |  |  | Vendor Scope
1SYN426019R001A | IN-10026019.A.5 | 1TGG000102P0010 | Lock Washer M10 BN 80598 | 0 | 0 | 0 | 0 | 0 | 0 | 0 |  |  | Vendor Scope
1SYN126019R001A | IN-10026019.A.1 | 1TGG000102P0012 | Lock Washer M12 BN 80598 | 96 | 0 | 0 | 0 | 0 | 96 | 0 |  |  | Vendor Scope
1SYN226019R001A | IN-10026019.A.2 | 1TGG000102P0012 | Lock Washer M12 BN 80598 | 0 | 0 | 0 | 0 | 0 | 0 | 0 |  |  | Vendor Scope
1SYN226019R002A | IN-10026019.A.3 | 1TGG000102P0012 | Lock Washer M12 BN 80598 | 0 | 0 | 0 | 0 | 0 | 0 | 0 |  |  | Vendor Scope
1SYN426019R001A | IN-10026019.A.5 | 1TGG000102P0012 | Lock Washer M12 BN 80598 | 0 | 0 | 0 | 0 | 0 | 0 | 0 |  |  | Vendor Scope
1SYN126019R001A | IN-10026019.A.1 | 1TGG000160P0001 | Hinge 3.531.002 Black)for ACB door ptote | 22 | 0 | 0 | 0 | 0 | 22 | 0 | 1800000327 ABB s.r.o. ELSYNN |  | ABB
1SYN226019R001A | IN-10026019.A.2 | 1TGG000160P0001 | Hinge 3.531.002 Black)for ACB door ptote | 6 | 0 | 0 | 0 | 0 | 6 | 0 | 1800000327 ABB s.r.o. ELSYNN |  | ABB
1SYN226019R002A | IN-10026019.A.3 | 1TGG000160P0001 | Hinge 3.531.002 Black)for ACB door ptote | 0 | 0 | 0 | 0 | 0 | 0 | 0 | 1800000327 ABB s.r.o. ELSYNN |  | ABB
1SYN426019R001A | IN-10026019.A.5 | 1TGG000160P0001 | Hinge 3.531.002 Black)for ACB door ptote | 0 | 0 | 0 | 0 | 0 | 0 | 0 | 1800000327 ABB s.r.o. ELSYNN |  | ABB
1SYN126019R001A | IN-10026019.A.1 | 1TGL000006P0001 | SELF-ADHESIVE LABEL F.BUSBAR CONNECTION | 0 | 0 | 0 | 0 | 0 | 0 | 0 |  |  | Vendor Scope
1SYN226019R001A | IN-10026019.A.2 | 1TGL000006P0001 | SELF-ADHESIVE LABEL F.BUSBAR CONNECTION | 0 | 0 | 0 | 0 | 0 | 0 | 0 |  |  | Vendor Scope
1SYN226019R002A | IN-10026019.A.3 | 1TGL000006P0001 | SELF-ADHESIVE LABEL F.BUSBAR CONNECTION | 1 | 0 | 0 | 0 | 0 | 1 | 0 |  |  | Vendor Scope
1SYN426019R001A | IN-10026019.A.5 | 1TGL000006P0001 | SELF-ADHESIVE LABEL F.BUSBAR CONNECTION | 0 | 0 | 0 | 0 | 0 | 0 | 0 |  |  | Vendor Scope
1SYN126019R001A | IN-10026019.A.1 | 1TGL110018P0001 | COMPARTMENT BOTTOM PLATE 8E/4-8E/2 | 0 | 0 | 0 | 0 | 0 | 0 | 0 |  |  | Vendor Scope
1SYN226019R001A | IN-10026019.A.2 | 1TGL110018P0001 | COMPARTMENT BOTTOM PLATE 8E/4-8E/2 | 0 | 0 | 0 | 0 | 0 | 0 | 0 |  |  | Vendor Scope
1SYN226019R002A | IN-10026019.A.3 | 1TGL110018P0001 | COMPARTMENT BOTTOM PLATE 8E/4-8E/2 | 1 | 0 | 0 | 0 | 0 | 1 | 0 |  |  | Vendor Scope
1SYN426019R001A | IN-10026019.A.5 | 1TGL110018P0001 | COMPARTMENT BOTTOM PLATE 8E/4-8E/2 | 0 | 0 | 0 | 0 | 0 | 0 | 0 |  |  | Vendor Scope
1SYN126019R001A | IN-10026019.A.1 | 1TGL110018P0002 | PL,BOT,CMPRT,>4E | 0 | 0 | 0 | 0 | 0 | 0 | 0 |  |  | Vendor Scope
1SYN226019R001A | IN-10026019.A.2 | 1TGL110018P0002 | PL,BOT,CMPRT,>4E | 0 | 0 | 0 | 0 | 0 | 0 | 0 |  |  | Vendor Scope
1SYN226019R002A | IN-10026019.A.3 | 1TGL110018P0002 | PL,BOT,CMPRT,>4E | 24 | 0 | 0 | 0 | 0 | 24 | 0 |  |  | Vendor Scope
1SYN426019R001A | IN-10026019.A.5 | 1TGL110018P0002 | PL,BOT,CMPRT,>4E | 0 | 0 | 0 | 0 | 0 | 0 | 0 |  |  | Vendor Scope
1SYN126019R001A | IN-10026019.A.1 | 1TGL110053P0100 | C-profile 6 - P2200 | 0 | 0 | 0 | 0 | 0 | 0 | 0 |  |  | Vendor Scope
1SYN226019R001A | IN-10026019.A.2 | 1TGL110053P0100 | C-profile 6 - P2200 | 0 | 0 | 0 | 0 | 0 | 0 | 0 |  |  | Vendor Scope
1SYN226019R002A | IN-10026019.A.3 | 1TGL110053P0100 | C-profile 6 - P2200 | 6 | 0 | 0 | 0 | 0 | 6 | 0 |  |  | Vendor Scope
1SYN426019R001A | IN-10026019.A.5 | 1TGL110053P0100 | C-profile 6 - P2200 | 0 | 0 | 0 | 0 | 0 | 0 | 0 |  |  | Vendor Scope
1SYN126019R001A | IN-10026019.A.1 | 1TGL119000P0001 | ROLLER | 0 | 0 | 0 | 0 | 0 | 0 | 0 | INHN EPDS-LV Systems, Bangalore |  | Vendor Scope
1SYN226019R001A | IN-10026019.A.2 | 1TGL119000P0001 | ROLLER | 0 | 0 | 0 | 0 | 0 | 0 | 0 | INHN EPDS-LV Systems, Bangalore |  | Vendor Scope
1SYN226019R002A | IN-10026019.A.3 | 1TGL119000P0001 | ROLLER | 2 | 0 | 0 | 0 | 0 | 2 | 0 | INHN EPDS-LV Systems, Bangalore |  | Vendor Scope
1SYN426019R001A | IN-10026019.A.5 | 1TGL119000P0001 | ROLLER | 0 | 0 | 0 | 0 | 0 | 0 | 0 | INHN EPDS-LV Systems, Bangalore |  | Vendor Scope
1SYN126019R001A | IN-10026019.A.1 | 1TGL120003P0001 | COVER 1 | 0 | 0 | 0 | 0 | 0 | 0 | 0 | 1800000327 ABB s.r.o. ELSYNN |  | ABB
1SYN226019R001A | IN-10026019.A.2 | 1TGL120003P0001 | COVER 1 | 0 | 0 | 0 | 0 | 0 | 0 | 0 | 1800000327 ABB s.r.o. ELSYNN |  | ABB
1SYN226019R002A | IN-10026019.A.3 | 1TGL120003P0001 | COVER 1 | 4 | 0 | 0 | 0 | 0 | 4 | 0 | 1800000327 ABB s.r.o. ELSYNN |  | ABB
1SYN426019R001A | IN-10026019.A.5 | 1TGL120003P0001 | COVER 1 | 0 | 0 | 0 | 0 | 0 | 0 | 0 | 1800000327 ABB s.r.o. ELSYNN |  | ABB
1SYN126019R001A | IN-10026019.A.1 | 1TGL120004P0001 | COVER-2 | 0 | 0 | 0 | 0 | 0 | 0 | 0 | 1800000327 ABB s.r.o. ELSYNN |  | ABB
1SYN226019R001A | IN-10026019.A.2 | 1TGL120004P0001 | COVER-2 | 0 | 0 | 0 | 0 | 0 | 0 | 0 | 1800000327 ABB s.r.o. ELSYNN |  | ABB
1SYN226019R002A | IN-10026019.A.3 | 1TGL120004P0001 | COVER-2 | 4 | 0 | 0 | 0 | 0 | 4 | 0 | 1800000327 ABB s.r.o. ELSYNN |  | ABB
1SYN426019R001A | IN-10026019.A.5 | 1TGL120004P0001 | COVER-2 | 0 | 0 | 0 | 0 | 0 | 0 | 0 | 1800000327 ABB s.r.o. ELSYNN |  | ABB
1SYN126019R001A | IN-10026019.A.1 | 1TGL120007P0001 | BUSBAR END COVER 4 POLE | 0 | 0 | 0 | 0 | 0 | 0 | 0 | 1300006985 XIAMEN QIHE ELECTRICAL ¦ 1800000327 ABB s.r.o. ELSYNN ¦ 1800000464 ABB Xiamen Low Voltage Equipment ¦ INHN EPDS-LV Systems, Bangalore |  | ABB
1SYN226019R001A | IN-10026019.A.2 | 1TGL120007P0001 | BUSBAR END COVER 4 POLE | 0 | 0 | 0 | 0 | 0 | 0 | 0 | 1300006985 XIAMEN QIHE ELECTRICAL ¦ 1800000327 ABB s.r.o. ELSYNN ¦ 1800000464 ABB Xiamen Low Voltage Equipment ¦ INHN EPDS-LV Systems, Bangalore |  | ABB
1SYN226019R002A | IN-10026019.A.3 | 1TGL120007P0001 | BUSBAR END COVER 4 POLE | 4 | 0 | 0 | 0 | 0 | 4 | 0 | 1300006985 XIAMEN QIHE ELECTRICAL ¦ 1800000327 ABB s.r.o. ELSYNN ¦ 1800000464 ABB Xiamen Low Voltage Equipment ¦ INHN EPDS-LV Systems, Bangalore |  | ABB
1SYN426019R001A | IN-10026019.A.5 | 1TGL120007P0001 | BUSBAR END COVER 4 POLE | 0 | 0 | 0 | 0 | 0 | 0 | 0 | 1300006985 XIAMEN QIHE ELECTRICAL ¦ 1800000327 ABB s.r.o. ELSYNN ¦ 1800000464 ABB Xiamen Low Voltage Equipment ¦ INHN EPDS-LV Systems, Bangalore |  | ABB
1SYN126019R001A | IN-10026019.A.1 | 1TINPE009080051 | GLASS FUSE LINK-2A-SIZE-5 x 20 | 26 | 0 | 0 | 0 | 0 | 26 | 0 |  |  | Vendor Scope
1SYN226019R001A | IN-10026019.A.2 | 1TINPE009080051 | GLASS FUSE LINK-2A-SIZE-5 x 20 | 118 | 0 | 0 | 0 | 0 | 118 | 0 |  |  | Vendor Scope
1SYN226019R002A | IN-10026019.A.3 | 1TINPE009080051 | GLASS FUSE LINK-2A-SIZE-5 x 20 | 31 | 0 | 0 | 0 | 0 | 31 | 0 |  |  | Vendor Scope
1SYN426019R001A | IN-10026019.A.5 | 1TINPE009080051 | GLASS FUSE LINK-2A-SIZE-5 x 20 | 0 | 0 | 0 | 0 | 0 | 0 | 0 |  |  | Vendor Scope
1SYN126019R001A | IN-10026019.A.1 | 1TINPE053300033 | RS485-0.5SQMM,2CORE,FRLS,SHIELDED,BELDEN | 100 | 0 | 0 | 0 | 0 | 100 | 0 |  |  | Vendor Scope
1SYN226019R001A | IN-10026019.A.2 | 1TINPE053300033 | RS485-0.5SQMM,2CORE,FRLS,SHIELDED,BELDEN | 90 | 0 | 0 | 0 | 0 | 90 | 0 |  |  | Vendor Scope
1SYN226019R002A | IN-10026019.A.3 | 1TINPE053300033 | RS485-0.5SQMM,2CORE,FRLS,SHIELDED,BELDEN | 50 | 0 | 0 | 0 | 0 | 50 | 0 |  |  | Vendor Scope
1SYN426019R001A | IN-10026019.A.5 | 1TINPE053300033 | RS485-0.5SQMM,2CORE,FRLS,SHIELDED,BELDEN | 0 | 0 | 0 | 0 | 0 | 0 | 0 |  |  | Vendor Scope
1SYN126019R001A | IN-10026019.A.1 | 1TINPE053790027 | Cat-6 Cable,1mtrs,RJ45-FRLS | 100 | 0 | 0 | 0 | 0 | 100 | 0 |  |  | Vendor Scope
1SYN226019R001A | IN-10026019.A.2 | 1TINPE053790027 | Cat-6 Cable,1mtrs,RJ45-FRLS | 100 | 0 | 0 | 0 | 0 | 100 | 0 |  |  | Vendor Scope
1SYN226019R002A | IN-10026019.A.3 | 1TINPE053790027 | Cat-6 Cable,1mtrs,RJ45-FRLS | 80 | 0 | 0 | 0 | 0 | 80 | 0 |  |  | Vendor Scope
1SYN426019R001A | IN-10026019.A.5 | 1TINPE053790027 | Cat-6 Cable,1mtrs,RJ45-FRLS | 0 | 0 | 0 | 0 | 0 | 0 | 0 |  |  | Vendor Scope
1SYN126019R001A | IN-10026019.A.1 | 1TINPE058430008 | Space Heater, 100 W, 240V AC(CE MARKING) | 22 | 0 | 0 | 0 | 0 | 22 | 0 | 1100088797 ELECTROFAB INNOVATIONS (INDIA) PVT |  | Vendor Scope
1SYN226019R001A | IN-10026019.A.2 | 1TINPE058430008 | Space Heater, 100 W, 240V AC(CE MARKING) | 12 | 0 | 0 | 0 | 0 | 12 | 0 | 1100088797 ELECTROFAB INNOVATIONS (INDIA) PVT |  | Vendor Scope
1SYN226019R002A | IN-10026019.A.3 | 1TINPE058430008 | Space Heater, 100 W, 240V AC(CE MARKING) | 6 | 0 | 0 | 0 | 0 | 6 | 0 | 1100088797 ELECTROFAB INNOVATIONS (INDIA) PVT |  | Vendor Scope
1SYN426019R001A | IN-10026019.A.5 | 1TINPE058430008 | Space Heater, 100 W, 240V AC(CE MARKING) | 0 | 0 | 0 | 0 | 0 | 0 | 0 | 1100088797 ELECTROFAB INNOVATIONS (INDIA) PVT |  | Vendor Scope
1SYN126019R001A | IN-10026019.A.1 | 1TINPE059610001 | Door limit Switch. 1NO+1NC KLS001X-0A | 22 | 0 | 0 | 0 | 0 | 22 | 0 | INHN EPDS-LV Systems, Bangalore |  | Vendor Scope
1SYN226019R001A | IN-10026019.A.2 | 1TINPE059610001 | Door limit Switch. 1NO+1NC KLS001X-0A | 12 | 0 | 0 | 0 | 0 | 12 | 0 | INHN EPDS-LV Systems, Bangalore |  | Vendor Scope
1SYN226019R002A | IN-10026019.A.3 | 1TINPE059610001 | Door limit Switch. 1NO+1NC KLS001X-0A | 6 | 0 | 0 | 0 | 0 | 6 | 0 | INHN EPDS-LV Systems, Bangalore |  | Vendor Scope
1SYN426019R001A | IN-10026019.A.5 | 1TINPE059610001 | Door limit Switch. 1NO+1NC KLS001X-0A | 0 | 0 | 0 | 0 | 0 | 0 | 0 | INHN EPDS-LV Systems, Bangalore |  | Vendor Scope
1SYN126019R001A | IN-10026019.A.1 | 1TINPM065000134B | TOP RAIL ANGLE, L=398, Red Color | 0 | 0 | 0 | 0 | 0 | 0 | 0 |  |  | Vendor Scope
1SYN226019R001A | IN-10026019.A.2 | 1TINPM065000134B | TOP RAIL ANGLE, L=398, Red Color | 0 | 0 | 0 | 0 | 0 | 0 | 0 |  |  | Vendor Scope
1SYN226019R002A | IN-10026019.A.3 | 1TINPM065000134B | TOP RAIL ANGLE, L=398, Red Color | 1 | 0 | 0 | 0 | 0 | 1 | 0 |  |  | Vendor Scope
1SYN426019R001A | IN-10026019.A.5 | 1TINPM065000134B | TOP RAIL ANGLE, L=398, Red Color | 0 | 0 | 0 | 0 | 0 | 0 | 0 |  |  | Vendor Scope
1SYN126019R001A | IN-10026019.A.1 | 1TINPM065000134C | TOP RAIL ANGLE, L=598,Red Color | 26 | 0 | 0 | 0 | 0 | 26 | 0 |  |  | Vendor Scope
1SYN226019R001A | IN-10026019.A.2 | 1TINPM065000134C | TOP RAIL ANGLE, L=598,Red Color | 48 | 0 | 0 | 0 | 0 | 48 | 0 |  |  | Vendor Scope
1SYN226019R002A | IN-10026019.A.3 | 1TINPM065000134C | TOP RAIL ANGLE, L=598,Red Color | 1 | 0 | 0 | 0 | 0 | 1 | 0 |  |  | Vendor Scope
1SYN426019R001A | IN-10026019.A.5 | 1TINPM065000134C | TOP RAIL ANGLE, L=598,Red Color | 0 | 0 | 0 | 0 | 0 | 0 | 0 |  |  | Vendor Scope
1SYN126019R001A | IN-10026019.A.1 | 1TINPM065000134D | TOP RAIL ANGLE, L=798,Red color | 6 | 0 | 0 | 0 | 0 | 6 | 0 |  |  | Vendor Scope
1SYN226019R001A | IN-10026019.A.2 | 1TINPM065000134D | TOP RAIL ANGLE, L=798,Red color | 0 | 0 | 0 | 0 | 0 | 0 | 0 |  |  | Vendor Scope
1SYN226019R002A | IN-10026019.A.3 | 1TINPM065000134D | TOP RAIL ANGLE, L=798,Red color | 0 | 0 | 0 | 0 | 0 | 0 | 0 |  |  | Vendor Scope
1SYN426019R001A | IN-10026019.A.5 | 1TINPM065000134D | TOP RAIL ANGLE, L=798,Red color | 0 | 0 | 0 | 0 | 0 | 0 | 0 |  |  | Vendor Scope
1SYN126019R001A | IN-10026019.A.1 | 1TINPM065000134E | TOP RAIL ANGLE, L=998,Red color | 4 | 0 | 0 | 0 | 0 | 4 | 0 |  |  | Vendor Scope
1SYN226019R001A | IN-10026019.A.2 | 1TINPM065000134E | TOP RAIL ANGLE, L=998,Red color | 0 | 0 | 0 | 0 | 0 | 0 | 0 |  |  | Vendor Scope
1SYN226019R002A | IN-10026019.A.3 | 1TINPM065000134E | TOP RAIL ANGLE, L=998,Red color | 1 | 0 | 0 | 0 | 0 | 1 | 0 |  |  | Vendor Scope
1SYN426019R001A | IN-10026019.A.5 | 1TINPM065000134E | TOP RAIL ANGLE, L=998,Red color | 0 | 0 | 0 | 0 | 0 | 0 | 0 |  |  | Vendor Scope
1SYN126019R001A | IN-10026019.A.1 | 1TINPM065000134F | TOP RAIL ANGLE, L=1198 | 6 | 0 | 0 | 0 | 0 | 6 | 0 |  |  | Vendor Scope
1SYN226019R001A | IN-10026019.A.2 | 1TINPM065000134F | TOP RAIL ANGLE, L=1198 | 0 | 0 | 0 | 0 | 0 | 0 | 0 |  |  | Vendor Scope
1SYN226019R002A | IN-10026019.A.3 | 1TINPM065000134F | TOP RAIL ANGLE, L=1198 | 0 | 0 | 0 | 0 | 0 | 0 | 0 |  |  | Vendor Scope
1SYN426019R001A | IN-10026019.A.5 | 1TINPM065000134F | TOP RAIL ANGLE, L=1198 | 0 | 0 | 0 | 0 | 0 | 0 | 0 |  |  | Vendor Scope
1SYN126019R001A | IN-10026019.A.1 | 1TINPM0654064 | SPACE HEATER MOUNTING BRACKET | 0 | 0 | 0 | 0 | 0 | 0 | 0 |  |  | Vendor Scope
1SYN226019R001A | IN-10026019.A.2 | 1TINPM0654064 | SPACE HEATER MOUNTING BRACKET | 0 | 0 | 0 | 0 | 0 | 0 | 0 |  |  | Vendor Scope
1SYN226019R002A | IN-10026019.A.3 | 1TINPM0654064 | SPACE HEATER MOUNTING BRACKET | 5 | 0 | 0 | 0 | 0 | 5 | 0 |  |  | Vendor Scope
1SYN426019R001A | IN-10026019.A.5 | 1TINPM0654064 | SPACE HEATER MOUNTING BRACKET | 0 | 0 | 0 | 0 | 0 | 0 | 0 |  |  | Vendor Scope
1SYN126019R001A | IN-10026019.A.1 | 1TINPM0656983P0012 | MARSHALLING PLATE-350mm, 1050 HEIGHT | 0 | 0 | 0 | 0 | 0 | 0 | 0 |  |  | Vendor Scope
1SYN226019R001A | IN-10026019.A.2 | 1TINPM0656983P0012 | MARSHALLING PLATE-350mm, 1050 HEIGHT | 0 | 0 | 0 | 0 | 0 | 0 | 0 |  |  | Vendor Scope
1SYN226019R002A | IN-10026019.A.3 | 1TINPM0656983P0012 | MARSHALLING PLATE-350mm, 1050 HEIGHT | 2 | 0 | 0 | 0 | 0 | 2 | 0 |  |  | Vendor Scope
1SYN426019R001A | IN-10026019.A.5 | 1TINPM0656983P0012 | MARSHALLING PLATE-350mm, 1050 HEIGHT | 0 | 0 | 0 | 0 | 0 | 0 | 0 |  |  | Vendor Scope
1SYN126019R001A | IN-10026019.A.1 | 1TINPM0659330P0001 | Bracket for Door Limit Switch | 0 | 0 | 0 | 0 | 0 | 0 | 0 |  |  | Vendor Scope
1SYN226019R001A | IN-10026019.A.2 | 1TINPM0659330P0001 | Bracket for Door Limit Switch | 0 | 0 | 0 | 0 | 0 | 0 | 0 |  |  | Vendor Scope
1SYN226019R002A | IN-10026019.A.3 | 1TINPM0659330P0001 | Bracket for Door Limit Switch | 5 | 0 | 0 | 0 | 0 | 5 | 0 |  |  | Vendor Scope
1SYN426019R001A | IN-10026019.A.5 | 1TINPM0659330P0001 | Bracket for Door Limit Switch | 0 | 0 | 0 | 0 | 0 | 0 | 0 |  |  | Vendor Scope
1SYN126019R001A | IN-10026019.A.1 | 1TINPM0659330P0002 | Bracket for Thermostat | 0 | 0 | 0 | 0 | 0 | 0 | 0 |  |  | Vendor Scope
1SYN226019R001A | IN-10026019.A.2 | 1TINPM0659330P0002 | Bracket for Thermostat | 0 | 0 | 0 | 0 | 0 | 0 | 0 |  |  | Vendor Scope
1SYN226019R002A | IN-10026019.A.3 | 1TINPM0659330P0002 | Bracket for Thermostat | 5 | 0 | 0 | 0 | 0 | 5 | 0 |  |  | Vendor Scope
1SYN426019R001A | IN-10026019.A.5 | 1TINPM0659330P0002 | Bracket for Thermostat | 0 | 0 | 0 | 0 | 0 | 0 | 0 |  |  | Vendor Scope
1SYN126019R001A | IN-10026019.A.1 | 1TINPM0659367P0053 | SIDE-WALL,2208(WITH CUTOUT) | 0 | 0 | 0 | 0 | 0 | 0 | 0 |  |  | Vendor Scope
1SYN226019R001A | IN-10026019.A.2 | 1TINPM0659367P0053 | SIDE-WALL,2208(WITH CUTOUT) | 0 | 0 | 0 | 0 | 0 | 0 | 0 |  |  | Vendor Scope
1SYN226019R002A | IN-10026019.A.3 | 1TINPM0659367P0053 | SIDE-WALL,2208(WITH CUTOUT) | 1 | 0 | 0 | 0 | 0 | 1 | 0 |  |  | Vendor Scope
1SYN426019R001A | IN-10026019.A.5 | 1TINPM0659367P0053 | SIDE-WALL,2208(WITH CUTOUT) | 0 | 0 | 0 | 0 | 0 | 0 | 0 |  |  | Vendor Scope
1SYN126019R001A | IN-10026019.A.1 | 1TINPM0659367P0072 | SIDE-WALL,2206(WITH CUTOUT) | 0 | 0 | 0 | 0 | 0 | 0 | 0 |  |  | Vendor Scope
1SYN226019R001A | IN-10026019.A.2 | 1TINPM0659367P0072 | SIDE-WALL,2206(WITH CUTOUT) | 0 | 0 | 0 | 0 | 0 | 0 | 0 |  |  | Vendor Scope
1SYN226019R002A | IN-10026019.A.3 | 1TINPM0659367P0072 | SIDE-WALL,2206(WITH CUTOUT) | 1 | 0 | 0 | 0 | 0 | 1 | 0 |  |  | Vendor Scope
1SYN426019R001A | IN-10026019.A.5 | 1TINPM0659367P0072 | SIDE-WALL,2206(WITH CUTOUT) | 0 | 0 | 0 | 0 | 0 | 0 | 0 |  |  | Vendor Scope
1SYN126019R001A | IN-10026019.A.1 | 1TINPM0659368P0001 | EB CLOSING PLATE 30X10 | 0 | 0 | 0 | 0 | 0 | 0 | 0 |  |  | Vendor Scope
1SYN226019R001A | IN-10026019.A.2 | 1TINPM0659368P0001 | EB CLOSING PLATE 30X10 | 0 | 0 | 0 | 0 | 0 | 0 | 0 |  |  | Vendor Scope
1SYN226019R002A | IN-10026019.A.3 | 1TINPM0659368P0001 | EB CLOSING PLATE 30X10 | 2 | 0 | 0 | 0 | 0 | 2 | 0 |  |  | Vendor Scope
1SYN426019R001A | IN-10026019.A.5 | 1TINPM0659368P0001 | EB CLOSING PLATE 30X10 | 0 | 0 | 0 | 0 | 0 | 0 | 0 |  |  | Vendor Scope
1SYN126019R001A | IN-10026019.A.1 | 1TINPM0659400 | Emax-2 ACB HANDLING TROLLEY | 0 | 0 | 0 | 0 | 0 | 0 | 0 | 1100032870 SRI MANJUNATHA ELECTRICALS ¦ 1100059972 WEZMANN SERVICES |  | ABB
1SYN226019R001A | IN-10026019.A.2 | 1TINPM0659400 | Emax-2 ACB HANDLING TROLLEY | 0 | 0 | 0 | 0 | 0 | 0 | 0 | 1100032870 SRI MANJUNATHA ELECTRICALS ¦ 1100059972 WEZMANN SERVICES |  | ABB
1SYN226019R002A | IN-10026019.A.3 | 1TINPM0659400 | Emax-2 ACB HANDLING TROLLEY | 0 | 0 | 0 | 0 | 0 | 0 | 0 | 1100032870 SRI MANJUNATHA ELECTRICALS ¦ 1100059972 WEZMANN SERVICES |  | ABB
1SYN426019R001A | IN-10026019.A.5 | 1TINPM0659400 | Emax-2 ACB HANDLING TROLLEY | 1 | 0 | 0 | 0 | 1 | 1 | 0 | 1100032870 SRI MANJUNATHA ELECTRICALS ¦ 1100059972 WEZMANN SERVICES |  | ABB
1SYN126019R001A | IN-10026019.A.1 | 1TINPM0660P0078 | FLANGE 355 * 280 3mm Thicknesss | 0 | 0 | 0 | 0 | 0 | 0 | 0 |  |  | Vendor Scope
1SYN226019R001A | IN-10026019.A.2 | 1TINPM0660P0078 | FLANGE 355 * 280 3mm Thicknesss | 0 | 0 | 0 | 0 | 0 | 0 | 0 |  |  | Vendor Scope
1SYN226019R002A | IN-10026019.A.3 | 1TINPM0660P0078 | FLANGE 355 * 280 3mm Thicknesss | 1 | 0 | 0 | 0 | 0 | 1 | 0 |  |  | Vendor Scope
1SYN426019R001A | IN-10026019.A.5 | 1TINPM0660P0078 | FLANGE 355 * 280 3mm Thicknesss | 0 | 0 | 0 | 0 | 0 | 0 | 0 |  |  | Vendor Scope
1SYN126019R001A | IN-10026019.A.1 | 1TINPM0660P0096 | FLANGE 526 * 492(3mm thick) | 0 | 0 | 0 | 0 | 0 | 0 | 0 |  |  | Vendor Scope
1SYN226019R001A | IN-10026019.A.2 | 1TINPM0660P0096 | FLANGE 526 * 492(3mm thick) | 0 | 0 | 0 | 0 | 0 | 0 | 0 |  |  | Vendor Scope
1SYN226019R002A | IN-10026019.A.3 | 1TINPM0660P0096 | FLANGE 526 * 492(3mm thick) | 1 | 0 | 0 | 0 | 0 | 1 | 0 |  |  | Vendor Scope
1SYN426019R001A | IN-10026019.A.5 | 1TINPM0660P0096 | FLANGE 526 * 492(3mm thick) | 0 | 0 | 0 | 0 | 0 | 0 | 0 |  |  | Vendor Scope
1SYN126019R001A | IN-10026019.A.1 | 1TINPM0683609 | CU.30X10 EARTHING FISH PLATE MNS-3 | 0 | 0 | 0 | 0 | 0 | 0 | 0 |  |  | Vendor Scope
1SYN226019R001A | IN-10026019.A.2 | 1TINPM0683609 | CU.30X10 EARTHING FISH PLATE MNS-3 | 0 | 0 | 0 | 0 | 0 | 0 | 0 |  |  | Vendor Scope
1SYN226019R002A | IN-10026019.A.3 | 1TINPM0683609 | CU.30X10 EARTHING FISH PLATE MNS-3 | 1 | 0 | 0 | 0 | 0 | 1 | 0 |  |  | Vendor Scope
1SYN426019R001A | IN-10026019.A.5 | 1TINPM0683609 | CU.30X10 EARTHING FISH PLATE MNS-3 | 0 | 0 | 0 | 0 | 0 | 0 | 0 |  |  | Vendor Scope
1SYN126019R001A | IN-10026019.A.1 | 1TINPM0684645P1001 | EB EXTN PIECE-30X10-TINNED | 0 | 0 | 0 | 0 | 0 | 0 | 0 | 1100072298 COPPRROD INDUSTRIES PVT LTD |  | Vendor Scope
1SYN226019R001A | IN-10026019.A.2 | 1TINPM0684645P1001 | EB EXTN PIECE-30X10-TINNED | 0 | 0 | 0 | 0 | 0 | 0 | 0 | 1100072298 COPPRROD INDUSTRIES PVT LTD |  | Vendor Scope
1SYN226019R002A | IN-10026019.A.3 | 1TINPM0684645P1001 | EB EXTN PIECE-30X10-TINNED | 2 | 0 | 0 | 0 | 0 | 2 | 0 | 1100072298 COPPRROD INDUSTRIES PVT LTD |  | Vendor Scope
1SYN426019R001A | IN-10026019.A.5 | 1TINPM0684645P1001 | EB EXTN PIECE-30X10-TINNED | 0 | 0 | 0 | 0 | 0 | 0 | 0 | 1100072298 COPPRROD INDUSTRIES PVT LTD |  | Vendor Scope
1SYN126019R001A | IN-10026019.A.1 | 1TINPR000270286 | Distribution terminal Type: DBK 5,ELMEX | 70 | 0 | 0 | 0 | 0 | 70 | 0 | INHN EPDS-LV Systems, Bangalore |  | Vendor Scope
1SYN226019R001A | IN-10026019.A.2 | 1TINPR000270286 | Distribution terminal Type: DBK 5,ELMEX | 40 | 0 | 0 | 0 | 0 | 40 | 0 | INHN EPDS-LV Systems, Bangalore |  | Vendor Scope
1SYN226019R002A | IN-10026019.A.3 | 1TINPR000270286 | Distribution terminal Type: DBK 5,ELMEX | 30 | 0 | 0 | 0 | 0 | 30 | 0 | INHN EPDS-LV Systems, Bangalore |  | Vendor Scope
1SYN426019R001A | IN-10026019.A.5 | 1TINPR000270286 | Distribution terminal Type: DBK 5,ELMEX | 0 | 0 | 0 | 0 | 0 | 0 | 0 | INHN EPDS-LV Systems, Bangalore |  | Vendor Scope
1SYN126019R001A | IN-10026019.A.1 | 1TINPR062050001 | NORMALLY CLOSED (NC), CONTACT (S2) | 22 | 0 | 0 | 0 | 0 | 22 | 0 | INHN EPDS-LV Systems, Bangalore |  | Vendor Scope
1SYN226019R001A | IN-10026019.A.2 | 1TINPR062050001 | NORMALLY CLOSED (NC), CONTACT (S2) | 84 | 0 | 0 | 0 | 0 | 84 | 0 | INHN EPDS-LV Systems, Bangalore |  | Vendor Scope
1SYN226019R002A | IN-10026019.A.3 | 1TINPR062050001 | NORMALLY CLOSED (NC), CONTACT (S2) | 26 | 0 | 0 | 0 | 0 | 26 | 0 | INHN EPDS-LV Systems, Bangalore |  | Vendor Scope
1SYN426019R001A | IN-10026019.A.5 | 1TINPR062050001 | NORMALLY CLOSED (NC), CONTACT (S2) | 6 | 0 | 0 | 0 | 0 | 6 | 0 | INHN EPDS-LV Systems, Bangalore |  | Vendor Scope
1SYN126019R001A | IN-10026019.A.1 | 1TINPR062050002 | Normally Open (NO) contact,(S1) | 95 | 0 | 0 | 0 | 0 | 95 | 0 | INHN EPDS-LV Systems, Bangalore |  | Vendor Scope
1SYN226019R001A | IN-10026019.A.2 | 1TINPR062050002 | Normally Open (NO) contact,(S1) | 158 | 0 | 0 | 0 | 0 | 158 | 0 | INHN EPDS-LV Systems, Bangalore |  | Vendor Scope
1SYN226019R002A | IN-10026019.A.3 | 1TINPR062050002 | Normally Open (NO) contact,(S1) | 82 | 0 | 0 | 0 | 0 | 82 | 0 | INHN EPDS-LV Systems, Bangalore |  | Vendor Scope
1SYN426019R001A | IN-10026019.A.5 | 1TINPR062050002 | Normally Open (NO) contact,(S1) | 9 | 0 | 0 | 0 | 0 | 9 | 0 | INHN EPDS-LV Systems, Bangalore |  | Vendor Scope
1SYN126019R001A | IN-10026019.A.1 | 1TNA060011R0301 | CCU 3x160A Sn MNS R | 3 | 0 | 0 | 0 | 1 | 3 | 0 | 1300002535 EASY CHINA (XIAMEN) TRADING CO., ¦ 1300006875 XIAMEN MINHE ELECTRICAL ¦ 1300019290 XIAMEN XIESHENGYUAN MOULD CO LTD ¦ 1800000327 ABB s.r.o. ELSYNN ¦ 1800000464 ABB Xiamen Low Voltage Equipment |  | ABB
1SYN226019R001A | IN-10026019.A.2 | 1TNA060011R0301 | CCU 3x160A Sn MNS R | 32 | 0 | 0 | 0 | 0 | 32 | 0 | 1300002535 EASY CHINA (XIAMEN) TRADING CO., ¦ 1300006875 XIAMEN MINHE ELECTRICAL ¦ 1300019290 XIAMEN XIESHENGYUAN MOULD CO LTD ¦ 1800000327 ABB s.r.o. ELSYNN ¦ 1800000464 ABB Xiamen Low Voltage Equipment |  | ABB
1SYN226019R002A | IN-10026019.A.3 | 1TNA060011R0301 | CCU 3x160A Sn MNS R | 0 | 0 | 0 | 0 | 0 | 0 | 0 | 1300002535 EASY CHINA (XIAMEN) TRADING CO., ¦ 1300006875 XIAMEN MINHE ELECTRICAL ¦ 1300019290 XIAMEN XIESHENGYUAN MOULD CO LTD ¦ 1800000327 ABB s.r.o. ELSYNN ¦ 1800000464 ABB Xiamen Low Voltage Equipment |  | ABB
1SYN426019R001A | IN-10026019.A.5 | 1TNA060011R0301 | CCU 3x160A Sn MNS R | 0 | 0 | 0 | 0 | 0 | 0 | 0 | 1300002535 EASY CHINA (XIAMEN) TRADING CO., ¦ 1300006875 XIAMEN MINHE ELECTRICAL ¦ 1300019290 XIAMEN XIESHENGYUAN MOULD CO LTD ¦ 1800000327 ABB s.r.o. ELSYNN ¦ 1800000464 ABB Xiamen Low Voltage Equipment |  | ABB
1SYN126019R001A | IN-10026019.A.1 | 1TNA060012R0002 | Control condapter 32P 8E-24E MNS R | 28 | 0 | 0 | 0 | 0 | 28 | 0 | 1300002535 EASY CHINA (XIAMEN) TRADING CO., ¦ 1300019290 XIAMEN XIESHENGYUAN MOULD CO LTD ¦ 1800000464 ABB Xiamen Low Voltage Equipment |  | ABB
1SYN226019R001A | IN-10026019.A.2 | 1TNA060012R0002 | Control condapter 32P 8E-24E MNS R | 30 | 0 | 0 | 0 | 0 | 30 | 0 | 1300002535 EASY CHINA (XIAMEN) TRADING CO., ¦ 1300019290 XIAMEN XIESHENGYUAN MOULD CO LTD ¦ 1800000464 ABB Xiamen Low Voltage Equipment |  | ABB
1SYN226019R002A | IN-10026019.A.3 | 1TNA060012R0002 | Control condapter 32P 8E-24E MNS R | 0 | 0 | 0 | 0 | 0 | 0 | 0 | 1300002535 EASY CHINA (XIAMEN) TRADING CO., ¦ 1300019290 XIAMEN XIESHENGYUAN MOULD CO LTD ¦ 1800000464 ABB Xiamen Low Voltage Equipment |  | ABB
1SYN426019R001A | IN-10026019.A.5 | 1TNA060012R0002 | Control condapter 32P 8E-24E MNS R | 0 | 0 | 0 | 0 | 0 | 0 | 0 | 1300002535 EASY CHINA (XIAMEN) TRADING CO., ¦ 1300019290 XIAMEN XIESHENGYUAN MOULD CO LTD ¦ 1800000464 ABB Xiamen Low Voltage Equipment |  | ABB
1SYN126019R001A | IN-10026019.A.1 | 1TNA060012R0003 | Control condapter 16P 8E-24E MNS R | 27 | 0 | 0 | 0 | 0 | 27 | 0 | 1300002535 EASY CHINA (XIAMEN) TRADING CO., ¦ 1300019290 XIAMEN XIESHENGYUAN MOULD CO LTD ¦ 1800000327 ABB s.r.o. ELSYNN |  | ABB
1SYN226019R001A | IN-10026019.A.2 | 1TNA060012R0003 | Control condapter 16P 8E-24E MNS R | 23 | 0 | 0 | 0 | 0 | 23 | 0 | 1300002535 EASY CHINA (XIAMEN) TRADING CO., ¦ 1300019290 XIAMEN XIESHENGYUAN MOULD CO LTD ¦ 1800000327 ABB s.r.o. ELSYNN |  | ABB
1SYN226019R002A | IN-10026019.A.3 | 1TNA060012R0003 | Control condapter 16P 8E-24E MNS R | 0 | 0 | 0 | 0 | 0 | 0 | 0 | 1300002535 EASY CHINA (XIAMEN) TRADING CO., ¦ 1300019290 XIAMEN XIESHENGYUAN MOULD CO LTD ¦ 1800000327 ABB s.r.o. ELSYNN |  | ABB
1SYN426019R001A | IN-10026019.A.5 | 1TNA060012R0003 | Control condapter 16P 8E-24E MNS R | 0 | 0 | 0 | 0 | 0 | 0 | 0 | 1300002535 EASY CHINA (XIAMEN) TRADING CO., ¦ 1300019290 XIAMEN XIESHENGYUAN MOULD CO LTD ¦ 1800000327 ABB s.r.o. ELSYNN |  | ABB
1SYN126019R001A | IN-10026019.A.1 | 1TNA100115R0002 | Socket part B 32P 2*(11-18,21-28) | 28 | 0 | 0 | 0 | 28 | 28 | 0 | 1300002535 EASY CHINA (XIAMEN) TRADING CO., ¦ 1300021242 XIAMEN RLIONS ELECTRIC CO LTD ¦ 1800000464 ABB Xiamen Low Voltage Equipment |  | ABB
1SYN226019R001A | IN-10026019.A.2 | 1TNA100115R0002 | Socket part B 32P 2*(11-18,21-28) | 30 | 0 | 0 | 0 | 30 | 30 | 0 | 1300002535 EASY CHINA (XIAMEN) TRADING CO., ¦ 1300021242 XIAMEN RLIONS ELECTRIC CO LTD ¦ 1800000464 ABB Xiamen Low Voltage Equipment |  | ABB
1SYN226019R002A | IN-10026019.A.3 | 1TNA100115R0002 | Socket part B 32P 2*(11-18,21-28) | 0 | 0 | 0 | 0 | 0 | 0 | 0 | 1300002535 EASY CHINA (XIAMEN) TRADING CO., ¦ 1300021242 XIAMEN RLIONS ELECTRIC CO LTD ¦ 1800000464 ABB Xiamen Low Voltage Equipment |  | ABB
1SYN426019R001A | IN-10026019.A.5 | 1TNA100115R0002 | Socket part B 32P 2*(11-18,21-28) | 0 | 0 | 0 | 0 | 0 | 0 | 0 | 1300002535 EASY CHINA (XIAMEN) TRADING CO., ¦ 1300021242 XIAMEN RLIONS ELECTRIC CO LTD ¦ 1800000464 ABB Xiamen Low Voltage Equipment |  | ABB
1SYN126019R001A | IN-10026019.A.1 | 1TNA100115R0003 | Socket part B 16P 11-18,21-28 | 27 | 0 | 0 | 0 | 27 | 27 | 0 | 1300002535 EASY CHINA (XIAMEN) TRADING CO., ¦ 1300021242 XIAMEN RLIONS ELECTRIC CO LTD |  | ABB
1SYN226019R001A | IN-10026019.A.2 | 1TNA100115R0003 | Socket part B 16P 11-18,21-28 | 23 | 0 | 0 | 0 | 23 | 23 | 0 | 1300002535 EASY CHINA (XIAMEN) TRADING CO., ¦ 1300021242 XIAMEN RLIONS ELECTRIC CO LTD |  | ABB
1SYN226019R002A | IN-10026019.A.3 | 1TNA100115R0003 | Socket part B 16P 11-18,21-28 | 0 | 0 | 0 | 0 | 0 | 0 | 0 | 1300002535 EASY CHINA (XIAMEN) TRADING CO., ¦ 1300021242 XIAMEN RLIONS ELECTRIC CO LTD |  | ABB
1SYN426019R001A | IN-10026019.A.5 | 1TNA100115R0003 | Socket part B 16P 11-18,21-28 | 0 | 0 | 0 | 0 | 0 | 0 | 0 | 1300002535 EASY CHINA (XIAMEN) TRADING CO., ¦ 1300021242 XIAMEN RLIONS ELECTRIC CO LTD |  | ABB
1SYN126019R001A | IN-10026019.A.1 | 1TNA130119P0001 | Arc barrier for single MFS | 0 | 0 | 0 | 0 | 0 | 0 | 0 |  |  | Vendor Scope
1SYN226019R001A | IN-10026019.A.2 | 1TNA130119P0001 | Arc barrier for single MFS | 0 | 0 | 0 | 0 | 0 | 0 | 0 |  |  | Vendor Scope
1SYN226019R002A | IN-10026019.A.3 | 1TNA130119P0001 | Arc barrier for single MFS | 1 | 0 | 0 | 0 | 0 | 1 | 0 |  |  | Vendor Scope
1SYN426019R001A | IN-10026019.A.5 | 1TNA130119P0001 | Arc barrier for single MFS | 0 | 0 | 0 | 0 | 0 | 0 | 0 |  |  | Vendor Scope
1SYN126019R001A | IN-10026019.A.1 | 1TNA130181P0401 | Apparatus plate step up 4E MNS | 10 | 0 | 0 | 0 | 0 | 10 | 0 |  |  | Vendor Scope
1SYN226019R001A | IN-10026019.A.2 | 1TNA130181P0401 | Apparatus plate step up 4E MNS | 29 | 0 | 0 | 0 | 0 | 29 | 0 |  |  | Vendor Scope
1SYN226019R002A | IN-10026019.A.3 | 1TNA130181P0401 | Apparatus plate step up 4E MNS | 9 | 0 | 0 | 0 | 0 | 9 | 0 |  |  | Vendor Scope
1SYN426019R001A | IN-10026019.A.5 | 1TNA130181P0401 | Apparatus plate step up 4E MNS | 0 | 0 | 0 | 0 | 0 | 0 | 0 |  |  | Vendor Scope
1SYN126019R001A | IN-10026019.A.1 | 1TNA130188P0001 | support plate for 8E | 0 | 0 | 0 | 0 | 0 | 0 | 0 |  |  | Vendor Scope
1SYN226019R001A | IN-10026019.A.2 | 1TNA130188P0001 | support plate for 8E | 27 | 0 | 0 | 0 | 0 | 27 | 0 |  |  | Vendor Scope
1SYN226019R002A | IN-10026019.A.3 | 1TNA130188P0001 | support plate for 8E | 7 | 0 | 0 | 0 | 0 | 7 | 0 |  |  | Vendor Scope
1SYN426019R001A | IN-10026019.A.5 | 1TNA130188P0001 | support plate for 8E | 0 | 0 | 0 | 0 | 0 | 0 | 0 |  |  | Vendor Scope
1SYN126019R001A | IN-10026019.A.1 | 1TNA130192P0002 | Bracket Motor Operator for XT2 and XT4 | 3 | 0 | 0 | 0 | 0 | 3 | 0 |  |  | Vendor Scope
1SYN226019R001A | IN-10026019.A.2 | 1TNA130192P0002 | Bracket Motor Operator for XT2 and XT4 | 0 | 0 | 0 | 0 | 0 | 0 | 0 |  |  | Vendor Scope
1SYN226019R002A | IN-10026019.A.3 | 1TNA130192P0002 | Bracket Motor Operator for XT2 and XT4 | 0 | 0 | 0 | 0 | 0 | 0 | 0 |  |  | Vendor Scope
1SYN426019R001A | IN-10026019.A.5 | 1TNA130192P0002 | Bracket Motor Operator for XT2 and XT4 | 0 | 0 | 0 | 0 | 0 | 0 | 0 |  |  | Vendor Scope
1SYN126019R001A | IN-10026019.A.1 | 1TNA130192P0011 | Bracket Motor Operator | 3 | 0 | 0 | 0 | 0 | 3 | 0 | 1800000327 ABB s.r.o. ELSYNN |  | Vendor Scope
1SYN226019R001A | IN-10026019.A.2 | 1TNA130192P0011 | Bracket Motor Operator | 0 | 0 | 0 | 0 | 0 | 0 | 0 | 1800000327 ABB s.r.o. ELSYNN |  | Vendor Scope
1SYN226019R002A | IN-10026019.A.3 | 1TNA130192P0011 | Bracket Motor Operator | 0 | 0 | 0 | 0 | 0 | 0 | 0 | 1800000327 ABB s.r.o. ELSYNN |  | Vendor Scope
1SYN426019R001A | IN-10026019.A.5 | 1TNA130192P0011 | Bracket Motor Operator | 0 | 0 | 0 | 0 | 0 | 0 | 0 | 1800000327 ABB s.r.o. ELSYNN |  | Vendor Scope
1SYN126019R001A | IN-10026019.A.1 | 1TNA130235P0001 | Support f. Aux. dinrail | 0 | 0 | 0 | 0 | 0 | 0 | 0 |  |  | Vendor Scope
1SYN226019R001A | IN-10026019.A.2 | 1TNA130235P0001 | Support f. Aux. dinrail | 0 | 0 | 0 | 0 | 0 | 0 | 0 |  |  | Vendor Scope
1SYN226019R002A | IN-10026019.A.3 | 1TNA130235P0001 | Support f. Aux. dinrail | 23 | 0 | 0 | 0 | 0 | 23 | 0 |  |  | Vendor Scope
1SYN426019R001A | IN-10026019.A.5 | 1TNA130235P0001 | Support f. Aux. dinrail | 0 | 0 | 0 | 0 | 0 | 0 | 0 |  |  | Vendor Scope
1SYN126019R001A | IN-10026019.A.1 | 1TNA130328P0002 | shaft 10*10, 95mm XT2/XT4 Rear | 36 | 0 | 0 | 0 | 0 | 36 | 0 |  |  | Vendor Scope
1SYN226019R001A | IN-10026019.A.2 | 1TNA130328P0002 | shaft 10*10, 95mm XT2/XT4 Rear | 53 | 0 | 0 | 0 | 0 | 53 | 0 |  |  | Vendor Scope
1SYN226019R002A | IN-10026019.A.3 | 1TNA130328P0002 | shaft 10*10, 95mm XT2/XT4 Rear | 23 | 0 | 0 | 0 | 0 | 23 | 0 |  |  | Vendor Scope
1SYN426019R001A | IN-10026019.A.5 | 1TNA130328P0002 | shaft 10*10, 95mm XT2/XT4 Rear | 0 | 0 | 0 | 0 | 0 | 0 | 0 |  |  | Vendor Scope
1SYN126019R001A | IN-10026019.A.1 | 1TNA130328P0006 | Shaft 10x10 81mm XT5 Rear | 16 | 0 | 0 | 0 | 0 | 16 | 0 |  |  | Vendor Scope
1SYN226019R001A | IN-10026019.A.2 | 1TNA130328P0006 | Shaft 10x10 81mm XT5 Rear | 0 | 0 | 0 | 0 | 0 | 0 | 0 |  |  | Vendor Scope
1SYN226019R002A | IN-10026019.A.3 | 1TNA130328P0006 | Shaft 10x10 81mm XT5 Rear | 0 | 0 | 0 | 0 | 0 | 0 | 0 |  |  | Vendor Scope
1SYN426019R001A | IN-10026019.A.5 | 1TNA130328P0006 | Shaft 10x10 81mm XT5 Rear | 0 | 0 | 0 | 0 | 0 | 0 | 0 |  |  | Vendor Scope
1SYN126019R001A | IN-10026019.A.1 | 1TNA130417P6001 | Parti. plate holder front E1.2/E2.2 W6 | 0 | 0 | 0 | 0 | 0 | 0 | 0 |  |  | Vendor Scope
1SYN226019R001A | IN-10026019.A.2 | 1TNA130417P6001 | Parti. plate holder front E1.2/E2.2 W6 | 1 | 0 | 0 | 0 | 0 | 1 | 0 |  |  | Vendor Scope
1SYN226019R002A | IN-10026019.A.3 | 1TNA130417P6001 | Parti. plate holder front E1.2/E2.2 W6 | 0 | 0 | 0 | 0 | 0 | 0 | 0 |  |  | Vendor Scope
1SYN426019R001A | IN-10026019.A.5 | 1TNA130417P6001 | Parti. plate holder front E1.2/E2.2 W6 | 0 | 0 | 0 | 0 | 0 | 0 | 0 |  |  | Vendor Scope
1SYN126019R001A | IN-10026019.A.1 | 1TNA130429P0004 | Support IP43 vent. cover 12E 04 RAL-7035 | 3 | 0 | 0 | 0 | 0 | 3 | 0 |  |  | Vendor Scope
1SYN226019R001A | IN-10026019.A.2 | 1TNA130429P0004 | Support IP43 vent. cover 12E 04 RAL-7035 | 0 | 0 | 0 | 0 | 0 | 0 | 0 |  |  | Vendor Scope
1SYN226019R002A | IN-10026019.A.3 | 1TNA130429P0004 | Support IP43 vent. cover 12E 04 RAL-7035 | 0 | 0 | 0 | 0 | 0 | 0 | 0 |  |  | Vendor Scope
1SYN426019R001A | IN-10026019.A.5 | 1TNA130429P0004 | Support IP43 vent. cover 12E 04 RAL-7035 | 0 | 0 | 0 | 0 | 0 | 0 | 0 |  |  | Vendor Scope
1SYN126019R001A | IN-10026019.A.1 | 1TNA130429P0006 | Support IP43 vent. cover 12E 06 RAL-7035 | 22 | 0 | 0 | 0 | 0 | 22 | 0 |  |  | Vendor Scope
1SYN226019R001A | IN-10026019.A.2 | 1TNA130429P0006 | Support IP43 vent. cover 12E 06 RAL-7035 | 24 | 0 | 0 | 0 | 0 | 24 | 0 |  |  | Vendor Scope
1SYN226019R002A | IN-10026019.A.3 | 1TNA130429P0006 | Support IP43 vent. cover 12E 06 RAL-7035 | 0 | 0 | 0 | 0 | 0 | 0 | 0 |  |  | Vendor Scope
1SYN426019R001A | IN-10026019.A.5 | 1TNA130429P0006 | Support IP43 vent. cover 12E 06 RAL-7035 | 0 | 0 | 0 | 0 | 0 | 0 | 0 |  |  | Vendor Scope
1SYN126019R001A | IN-10026019.A.1 | 1TNA130429P0008 | Support IP43 vent. cover 12E 08 RAL-7035 | 3 | 0 | 0 | 0 | 0 | 3 | 0 |  |  | Vendor Scope
1SYN226019R001A | IN-10026019.A.2 | 1TNA130429P0008 | Support IP43 vent. cover 12E 08 RAL-7035 | 0 | 0 | 0 | 0 | 0 | 0 | 0 |  |  | Vendor Scope
1SYN226019R002A | IN-10026019.A.3 | 1TNA130429P0008 | Support IP43 vent. cover 12E 08 RAL-7035 | 0 | 0 | 0 | 0 | 0 | 0 | 0 |  |  | Vendor Scope
1SYN426019R001A | IN-10026019.A.5 | 1TNA130429P0008 | Support IP43 vent. cover 12E 08 RAL-7035 | 0 | 0 | 0 | 0 | 0 | 0 | 0 |  |  | Vendor Scope
1SYN126019R001A | IN-10026019.A.1 | 1TNA130430P0004 | IP43 ventilation cover 12E 04 | 3 | 0 | 0 | 0 | 0 | 3 | 0 |  |  | Vendor Scope
1SYN226019R001A | IN-10026019.A.2 | 1TNA130430P0004 | IP43 ventilation cover 12E 04 | 0 | 0 | 0 | 0 | 0 | 0 | 0 |  |  | Vendor Scope
1SYN226019R002A | IN-10026019.A.3 | 1TNA130430P0004 | IP43 ventilation cover 12E 04 | 0 | 0 | 0 | 0 | 0 | 0 | 0 |  |  | Vendor Scope
1SYN426019R001A | IN-10026019.A.5 | 1TNA130430P0004 | IP43 ventilation cover 12E 04 | 0 | 0 | 0 | 0 | 0 | 0 | 0 |  |  | Vendor Scope
1SYN126019R001A | IN-10026019.A.1 | 1TNA130430P0006 | IP43 ventilation cover 12E 06 | 22 | 0 | 0 | 0 | 0 | 22 | 0 |  |  | Vendor Scope
1SYN226019R001A | IN-10026019.A.2 | 1TNA130430P0006 | IP43 ventilation cover 12E 06 | 24 | 0 | 0 | 0 | 0 | 24 | 0 |  |  | Vendor Scope
1SYN226019R002A | IN-10026019.A.3 | 1TNA130430P0006 | IP43 ventilation cover 12E 06 | 0 | 0 | 0 | 0 | 0 | 0 | 0 |  |  | Vendor Scope
1SYN426019R001A | IN-10026019.A.5 | 1TNA130430P0006 | IP43 ventilation cover 12E 06 | 0 | 0 | 0 | 0 | 0 | 0 | 0 |  |  | Vendor Scope
1SYN126019R001A | IN-10026019.A.1 | 1TNA130430P0008 | IP43 ventilation cover 12E 08 | 3 | 0 | 0 | 0 | 0 | 3 | 0 |  |  | Vendor Scope
1SYN226019R001A | IN-10026019.A.2 | 1TNA130430P0008 | IP43 ventilation cover 12E 08 | 0 | 0 | 0 | 0 | 0 | 0 | 0 |  |  | Vendor Scope
1SYN226019R002A | IN-10026019.A.3 | 1TNA130430P0008 | IP43 ventilation cover 12E 08 | 0 | 0 | 0 | 0 | 0 | 0 | 0 |  |  | Vendor Scope
1SYN426019R001A | IN-10026019.A.5 | 1TNA130430P0008 | IP43 ventilation cover 12E 08 | 0 | 0 | 0 | 0 | 0 | 0 | 0 |  |  | Vendor Scope
1SYN126019R001A | IN-10026019.A.1 | 1TNA130435P6412 | Left side cover E6.2 4P W12 | 3 | 0 | 0 | 0 | 0 | 3 | 0 |  |  | Vendor Scope
1SYN226019R001A | IN-10026019.A.2 | 1TNA130435P6412 | Left side cover E6.2 4P W12 | 0 | 0 | 0 | 0 | 0 | 0 | 0 |  |  | Vendor Scope
1SYN226019R002A | IN-10026019.A.3 | 1TNA130435P6412 | Left side cover E6.2 4P W12 | 0 | 0 | 0 | 0 | 0 | 0 | 0 |  |  | Vendor Scope
1SYN426019R001A | IN-10026019.A.5 | 1TNA130435P6412 | Left side cover E6.2 4P W12 | 0 | 0 | 0 | 0 | 0 | 0 | 0 |  |  | Vendor Scope
1SYN126019R001A | IN-10026019.A.1 | 1TNA130436P6312-L | Right side cover E6.2 3P W12 bustie/E6.2 | 3 | 0 | 0 | 0 | 0 | 3 | 0 |  |  | Vendor Scope
1SYN226019R001A | IN-10026019.A.2 | 1TNA130436P6312-L | Right side cover E6.2 3P W12 bustie/E6.2 | 0 | 0 | 0 | 0 | 0 | 0 | 0 |  |  | Vendor Scope
1SYN226019R002A | IN-10026019.A.3 | 1TNA130436P6312-L | Right side cover E6.2 3P W12 bustie/E6.2 | 0 | 0 | 0 | 0 | 0 | 0 | 0 |  |  | Vendor Scope
1SYN426019R001A | IN-10026019.A.5 | 1TNA130436P6312-L | Right side cover E6.2 3P W12 bustie/E6.2 | 0 | 0 | 0 | 0 | 0 | 0 | 0 |  |  | Vendor Scope
1SYN126019R001A | IN-10026019.A.1 | 1TNA130437P0801 | Top cover W08 E2.2/E4.2 | 3 | 0 | 0 | 0 | 0 | 3 | 0 |  |  | Vendor Scope
1SYN226019R001A | IN-10026019.A.2 | 1TNA130437P0801 | Top cover W08 E2.2/E4.2 | 0 | 0 | 0 | 0 | 0 | 0 | 0 |  |  | Vendor Scope
1SYN226019R002A | IN-10026019.A.3 | 1TNA130437P0801 | Top cover W08 E2.2/E4.2 | 0 | 0 | 0 | 0 | 0 | 0 | 0 |  |  | Vendor Scope
1SYN426019R001A | IN-10026019.A.5 | 1TNA130437P0801 | Top cover W08 E2.2/E4.2 | 0 | 0 | 0 | 0 | 0 | 0 | 0 |  |  | Vendor Scope
1SYN126019R001A | IN-10026019.A.1 | 1TNA130437P1001 | Top cover W10 E4.2/E6.2 | 1 | 0 | 0 | 0 | 0 | 1 | 0 |  |  | Vendor Scope
1SYN226019R001A | IN-10026019.A.2 | 1TNA130437P1001 | Top cover W10 E4.2/E6.2 | 0 | 0 | 0 | 0 | 0 | 0 | 0 |  |  | Vendor Scope
1SYN226019R002A | IN-10026019.A.3 | 1TNA130437P1001 | Top cover W10 E4.2/E6.2 | 0 | 0 | 0 | 0 | 0 | 0 | 0 |  |  | Vendor Scope
1SYN426019R001A | IN-10026019.A.5 | 1TNA130437P1001 | Top cover W10 E4.2/E6.2 | 0 | 0 | 0 | 0 | 0 | 0 | 0 |  |  | Vendor Scope
1SYN126019R001A | IN-10026019.A.1 | 1TNA130437P1201 | Top cover W12 E6.2 | 3 | 0 | 0 | 0 | 0 | 3 | 0 |  |  | Vendor Scope
1SYN226019R001A | IN-10026019.A.2 | 1TNA130437P1201 | Top cover W12 E6.2 | 0 | 0 | 0 | 0 | 0 | 0 | 0 |  |  | Vendor Scope
1SYN226019R002A | IN-10026019.A.3 | 1TNA130437P1201 | Top cover W12 E6.2 | 0 | 0 | 0 | 0 | 0 | 0 | 0 |  |  | Vendor Scope
1SYN426019R001A | IN-10026019.A.5 | 1TNA130437P1201 | Top cover W12 E6.2 | 0 | 0 | 0 | 0 | 0 | 0 | 0 |  |  | Vendor Scope
1SYN126019R001A | IN-10026019.A.1 | 1TNA130438P1012 | reinforcement bar for W12 Door | 6 | 0 | 0 | 0 | 0 | 6 | 0 |  |  | Vendor Scope
1SYN226019R001A | IN-10026019.A.2 | 1TNA130438P1012 | reinforcement bar for W12 Door | 0 | 0 | 0 | 0 | 0 | 0 | 0 |  |  | Vendor Scope
1SYN226019R002A | IN-10026019.A.3 | 1TNA130438P1012 | reinforcement bar for W12 Door | 0 | 0 | 0 | 0 | 0 | 0 | 0 |  |  | Vendor Scope
1SYN426019R001A | IN-10026019.A.5 | 1TNA130438P1012 | reinforcement bar for W12 Door | 0 | 0 | 0 | 0 | 0 | 0 | 0 |  |  | Vendor Scope
1SYN126019R001A | IN-10026019.A.1 | 1TNA130445P0001 | Stacked ACB form separation plate T6W6 | 2 | 0 | 0 | 0 | 0 | 2 | 0 |  |  | Vendor Scope
1SYN226019R001A | IN-10026019.A.2 | 1TNA130445P0001 | Stacked ACB form separation plate T6W6 | 0 | 0 | 0 | 0 | 0 | 0 | 0 |  |  | Vendor Scope
1SYN226019R002A | IN-10026019.A.3 | 1TNA130445P0001 | Stacked ACB form separation plate T6W6 | 0 | 0 | 0 | 0 | 0 | 0 | 0 |  |  | Vendor Scope
1SYN426019R001A | IN-10026019.A.5 | 1TNA130445P0001 | Stacked ACB form separation plate T6W6 | 0 | 0 | 0 | 0 | 0 | 0 | 0 |  |  | Vendor Scope
1SYN126019R001A | IN-10026019.A.1 | 1TNA130447P0001 | Metal suppor for bottom angle bar | 2 | 0 | 0 | 0 | 0 | 2 | 0 |  |  | Vendor Scope
1SYN226019R001A | IN-10026019.A.2 | 1TNA130447P0001 | Metal suppor for bottom angle bar | 0 | 0 | 0 | 0 | 0 | 0 | 0 |  |  | Vendor Scope
1SYN226019R002A | IN-10026019.A.3 | 1TNA130447P0001 | Metal suppor for bottom angle bar | 0 | 0 | 0 | 0 | 0 | 0 | 0 |  |  | Vendor Scope
1SYN426019R001A | IN-10026019.A.5 | 1TNA130447P0001 | Metal suppor for bottom angle bar | 0 | 0 | 0 | 0 | 0 | 0 | 0 |  |  | Vendor Scope
1SYN126019R001A | IN-10026019.A.1 | 1TNA130453P0002 | Stacked ACB form separation plate | 8 | 0 | 0 | 0 | 0 | 8 | 0 |  |  | Vendor Scope
1SYN226019R001A | IN-10026019.A.2 | 1TNA130453P0002 | Stacked ACB form separation plate | 0 | 0 | 0 | 0 | 0 | 0 | 0 |  |  | Vendor Scope
1SYN226019R002A | IN-10026019.A.3 | 1TNA130453P0002 | Stacked ACB form separation plate | 0 | 0 | 0 | 0 | 0 | 0 | 0 |  |  | Vendor Scope
1SYN426019R001A | IN-10026019.A.5 | 1TNA130453P0002 | Stacked ACB form separation plate | 0 | 0 | 0 | 0 | 0 | 0 | 0 |  |  | Vendor Scope
1SYN126019R001A | IN-10026019.A.1 | 1TNA130453P0003 | Stacked ACB form separation plate | 4 | 0 | 0 | 0 | 0 | 4 | 0 |  |  | Vendor Scope
1SYN226019R001A | IN-10026019.A.2 | 1TNA130453P0003 | Stacked ACB form separation plate | 0 | 0 | 0 | 0 | 0 | 0 | 0 |  |  | Vendor Scope
1SYN226019R002A | IN-10026019.A.3 | 1TNA130453P0003 | Stacked ACB form separation plate | 0 | 0 | 0 | 0 | 0 | 0 | 0 |  |  | Vendor Scope
1SYN426019R001A | IN-10026019.A.5 | 1TNA130453P0003 | Stacked ACB form separation plate | 0 | 0 | 0 | 0 | 0 | 0 | 0 |  |  | Vendor Scope
1SYN126019R001A | IN-10026019.A.1 | 1TNA130454P0004 | Stacked ACB form separation plate W6 | 2 | 0 | 0 | 0 | 0 | 2 | 0 |  |  | Vendor Scope
1SYN226019R001A | IN-10026019.A.2 | 1TNA130454P0004 | Stacked ACB form separation plate W6 | 0 | 0 | 0 | 0 | 0 | 0 | 0 |  |  | Vendor Scope
1SYN226019R002A | IN-10026019.A.3 | 1TNA130454P0004 | Stacked ACB form separation plate W6 | 0 | 0 | 0 | 0 | 0 | 0 | 0 |  |  | Vendor Scope
1SYN426019R001A | IN-10026019.A.5 | 1TNA130454P0004 | Stacked ACB form separation plate W6 | 0 | 0 | 0 | 0 | 0 | 0 | 0 |  |  | Vendor Scope
1SYN126019R001A | IN-10026019.A.1 | 1TNA130454P0005 | Stacked ACB form separation plate W6 | 2 | 0 | 0 | 0 | 0 | 2 | 0 |  |  | Vendor Scope
1SYN226019R001A | IN-10026019.A.2 | 1TNA130454P0005 | Stacked ACB form separation plate W6 | 0 | 0 | 0 | 0 | 0 | 0 | 0 |  |  | Vendor Scope
1SYN226019R002A | IN-10026019.A.3 | 1TNA130454P0005 | Stacked ACB form separation plate W6 | 0 | 0 | 0 | 0 | 0 | 0 | 0 |  |  | Vendor Scope
1SYN426019R001A | IN-10026019.A.5 | 1TNA130454P0005 | Stacked ACB form separation plate W6 | 0 | 0 | 0 | 0 | 0 | 0 | 0 |  |  | Vendor Scope
1SYN126019R001A | IN-10026019.A.1 | 1TNA130456P0004 | Stacked ACB form separation plate T6 L | 4 | 0 | 0 | 0 | 0 | 4 | 0 |  |  | Vendor Scope
1SYN226019R001A | IN-10026019.A.2 | 1TNA130456P0004 | Stacked ACB form separation plate T6 L | 0 | 0 | 0 | 0 | 0 | 0 | 0 |  |  | Vendor Scope
1SYN226019R002A | IN-10026019.A.3 | 1TNA130456P0004 | Stacked ACB form separation plate T6 L | 0 | 0 | 0 | 0 | 0 | 0 | 0 |  |  | Vendor Scope
1SYN426019R001A | IN-10026019.A.5 | 1TNA130456P0004 | Stacked ACB form separation plate T6 L | 0 | 0 | 0 | 0 | 0 | 0 | 0 |  |  | Vendor Scope
1SYN126019R001A | IN-10026019.A.1 | 1TNA130456P0005 | Stacked ACB form separation plate T6 R | 2 | 0 | 0 | 0 | 0 | 2 | 0 |  |  | Vendor Scope
1SYN226019R001A | IN-10026019.A.2 | 1TNA130456P0005 | Stacked ACB form separation plate T6 R | 0 | 0 | 0 | 0 | 0 | 0 | 0 |  |  | Vendor Scope
1SYN226019R002A | IN-10026019.A.3 | 1TNA130456P0005 | Stacked ACB form separation plate T6 R | 0 | 0 | 0 | 0 | 0 | 0 | 0 |  |  | Vendor Scope
1SYN426019R001A | IN-10026019.A.5 | 1TNA130456P0005 | Stacked ACB form separation plate T6 R | 0 | 0 | 0 | 0 | 0 | 0 | 0 |  |  | Vendor Scope
1SYN126019R001A | IN-10026019.A.1 | 1TNA130456P0006 | Stacked ACB form separation plate T6 R | 2 | 0 | 0 | 0 | 0 | 2 | 0 |  |  | Vendor Scope
1SYN226019R001A | IN-10026019.A.2 | 1TNA130456P0006 | Stacked ACB form separation plate T6 R | 0 | 0 | 0 | 0 | 0 | 0 | 0 |  |  | Vendor Scope
1SYN226019R002A | IN-10026019.A.3 | 1TNA130456P0006 | Stacked ACB form separation plate T6 R | 0 | 0 | 0 | 0 | 0 | 0 | 0 |  |  | Vendor Scope
1SYN426019R001A | IN-10026019.A.5 | 1TNA130456P0006 | Stacked ACB form separation plate T6 R | 0 | 0 | 0 | 0 | 0 | 0 | 0 |  |  | Vendor Scope
1SYN126019R001A | IN-10026019.A.1 | 1TNA130457P0001 | Metal L support | 6 | 0 | 0 | 0 | 0 | 6 | 0 |  |  | Vendor Scope
1SYN226019R001A | IN-10026019.A.2 | 1TNA130457P0001 | Metal L support | 0 | 0 | 0 | 0 | 0 | 0 | 0 |  |  | Vendor Scope
1SYN226019R002A | IN-10026019.A.3 | 1TNA130457P0001 | Metal L support | 0 | 0 | 0 | 0 | 0 | 0 | 0 |  |  | Vendor Scope
1SYN426019R001A | IN-10026019.A.5 | 1TNA130457P0001 | Metal L support | 0 | 0 | 0 | 0 | 0 | 0 | 0 |  |  | Vendor Scope
1SYN126019R001A | IN-10026019.A.1 | 1TNA130458P0005 | Metal Z support W90 H82.5 | 4 | 0 | 0 | 0 | 0 | 4 | 0 |  |  | Vendor Scope
1SYN226019R001A | IN-10026019.A.2 | 1TNA130458P0005 | Metal Z support W90 H82.5 | 0 | 0 | 0 | 0 | 0 | 0 | 0 |  |  | Vendor Scope
1SYN226019R002A | IN-10026019.A.3 | 1TNA130458P0005 | Metal Z support W90 H82.5 | 0 | 0 | 0 | 0 | 0 | 0 | 0 |  |  | Vendor Scope
1SYN426019R001A | IN-10026019.A.5 | 1TNA130458P0005 | Metal Z support W90 H82.5 | 0 | 0 | 0 | 0 | 0 | 0 | 0 |  |  | Vendor Scope
1SYN126019R001A | IN-10026019.A.1 | 1TNA130463P0006 | Parti. plate holder front f stacked W06 | 2 | 0 | 0 | 0 | 0 | 2 | 0 |  |  | Vendor Scope
1SYN226019R001A | IN-10026019.A.2 | 1TNA130463P0006 | Parti. plate holder front f stacked W06 | 0 | 0 | 0 | 0 | 0 | 0 | 0 |  |  | Vendor Scope
1SYN226019R002A | IN-10026019.A.3 | 1TNA130463P0006 | Parti. plate holder front f stacked W06 | 0 | 0 | 0 | 0 | 0 | 0 | 0 |  |  | Vendor Scope
1SYN426019R001A | IN-10026019.A.5 | 1TNA130463P0006 | Parti. plate holder front f stacked W06 | 0 | 0 | 0 | 0 | 0 | 0 | 0 |  |  | Vendor Scope
1SYN126019R001A | IN-10026019.A.1 | 1TNA130472P0001 | Halter support | 4 | 0 | 0 | 0 | 0 | 4 | 0 |  |  | Vendor Scope
1SYN226019R001A | IN-10026019.A.2 | 1TNA130472P0001 | Halter support | 0 | 0 | 0 | 0 | 0 | 0 | 0 |  |  | Vendor Scope
1SYN226019R002A | IN-10026019.A.3 | 1TNA130472P0001 | Halter support | 0 | 0 | 0 | 0 | 0 | 0 | 0 |  |  | Vendor Scope
1SYN426019R001A | IN-10026019.A.5 | 1TNA130472P0001 | Halter support | 0 | 0 | 0 | 0 | 0 | 0 | 0 |  |  | Vendor Scope
1SYN126019R001A | IN-10026019.A.1 | 1TNA130472P0002 | Halter support for 2 bar | 0 | 0 | 0 | 0 | 0 | 0 | 0 |  |  | Vendor Scope
1SYN226019R001A | IN-10026019.A.2 | 1TNA130472P0002 | Halter support for 2 bar | 8 | 0 | 0 | 0 | 0 | 8 | 0 |  |  | Vendor Scope
1SYN226019R002A | IN-10026019.A.3 | 1TNA130472P0002 | Halter support for 2 bar | 0 | 0 | 0 | 0 | 0 | 0 | 0 |  |  | Vendor Scope
1SYN426019R001A | IN-10026019.A.5 | 1TNA130472P0002 | Halter support for 2 bar | 0 | 0 | 0 | 0 | 0 | 0 | 0 |  |  | Vendor Scope
1SYN126019R001A | IN-10026019.A.1 | 1TNA130548P0610 | Partition Partition wall 2 for MCD06 D10 | 0 | 0 | 0 | 0 | 0 | 0 | 0 |  |  | Vendor Scope
1SYN226019R001A | IN-10026019.A.2 | 1TNA130548P0610 | Partition Partition wall 2 for MCD06 D10 | 12 | 0 | 0 | 0 | 0 | 12 | 0 |  |  | Vendor Scope
1SYN226019R002A | IN-10026019.A.3 | 1TNA130548P0610 | Partition Partition wall 2 for MCD06 D10 | 0 | 0 | 0 | 0 | 0 | 0 | 0 |  |  | Vendor Scope
1SYN426019R001A | IN-10026019.A.5 | 1TNA130548P0610 | Partition Partition wall 2 for MCD06 D10 | 0 | 0 | 0 | 0 | 0 | 0 | 0 |  |  | Vendor Scope
1SYN126019R001A | IN-10026019.A.1 | 1TNA130561P0008 | Base plate for E.2 W08 in 23E | 3 | 0 | 0 | 0 | 0 | 3 | 0 |  |  | Vendor Scope
1SYN226019R001A | IN-10026019.A.2 | 1TNA130561P0008 | Base plate for E.2 W08 in 23E | 0 | 0 | 0 | 0 | 0 | 0 | 0 |  |  | Vendor Scope
1SYN226019R002A | IN-10026019.A.3 | 1TNA130561P0008 | Base plate for E.2 W08 in 23E | 0 | 0 | 0 | 0 | 0 | 0 | 0 |  |  | Vendor Scope
1SYN426019R001A | IN-10026019.A.5 | 1TNA130561P0008 | Base plate for E.2 W08 in 23E | 0 | 0 | 0 | 0 | 0 | 0 | 0 |  |  | Vendor Scope
1SYN126019R001A | IN-10026019.A.1 | 1TNA130561P0010 | Base plate for E.2 W10 in 23E | 1 | 0 | 0 | 0 | 0 | 1 | 0 |  |  | Vendor Scope
1SYN226019R001A | IN-10026019.A.2 | 1TNA130561P0010 | Base plate for E.2 W10 in 23E | 0 | 0 | 0 | 0 | 0 | 0 | 0 |  |  | Vendor Scope
1SYN226019R002A | IN-10026019.A.3 | 1TNA130561P0010 | Base plate for E.2 W10 in 23E | 0 | 0 | 0 | 0 | 0 | 0 | 0 |  |  | Vendor Scope
1SYN426019R001A | IN-10026019.A.5 | 1TNA130561P0010 | Base plate for E.2 W10 in 23E | 0 | 0 | 0 | 0 | 0 | 0 | 0 |  |  | Vendor Scope
1SYN126019R001A | IN-10026019.A.1 | 1TNA130561P0012 | Base plate for E.2 W12 in 23E | 3 | 0 | 0 | 0 | 0 | 3 | 0 |  |  | Vendor Scope
1SYN226019R001A | IN-10026019.A.2 | 1TNA130561P0012 | Base plate for E.2 W12 in 23E | 0 | 0 | 0 | 0 | 0 | 0 | 0 |  |  | Vendor Scope
1SYN226019R002A | IN-10026019.A.3 | 1TNA130561P0012 | Base plate for E.2 W12 in 23E | 0 | 0 | 0 | 0 | 0 | 0 | 0 |  |  | Vendor Scope
1SYN426019R001A | IN-10026019.A.5 | 1TNA130561P0012 | Base plate for E.2 W12 in 23E | 0 | 0 | 0 | 0 | 0 | 0 | 0 |  |  | Vendor Scope
1SYN126019R001A | IN-10026019.A.1 | 1TNA130567P0775 | Special frame for stacked soluion | 2 | 0 | 0 | 0 | 0 | 2 | 0 |  |  | Vendor Scope
1SYN226019R001A | IN-10026019.A.2 | 1TNA130567P0775 | Special frame for stacked soluion | 0 | 0 | 0 | 0 | 0 | 0 | 0 |  |  | Vendor Scope
1SYN226019R002A | IN-10026019.A.3 | 1TNA130567P0775 | Special frame for stacked soluion | 0 | 0 | 0 | 0 | 0 | 0 | 0 |  |  | Vendor Scope
1SYN426019R001A | IN-10026019.A.5 | 1TNA130567P0775 | Special frame for stacked soluion | 0 | 0 | 0 | 0 | 0 | 0 | 0 |  |  | Vendor Scope
1SYN126019R001A | IN-10026019.A.1 | 1TNA130584P0003 | ACB IP cover lock shackle E2.2-E6.2 | 7 | 0 | 0 | 0 | 0 | 7 | 0 | 1300002535 EASY CHINA (XIAMEN) TRADING CO., |  | Vendor Scope
1SYN226019R001A | IN-10026019.A.2 | 1TNA130584P0003 | ACB IP cover lock shackle E2.2-E6.2 | 0 | 0 | 0 | 0 | 0 | 0 | 0 | 1300002535 EASY CHINA (XIAMEN) TRADING CO., |  | Vendor Scope
1SYN226019R002A | IN-10026019.A.3 | 1TNA130584P0003 | ACB IP cover lock shackle E2.2-E6.2 | 0 | 0 | 0 | 0 | 0 | 0 | 0 | 1300002535 EASY CHINA (XIAMEN) TRADING CO., |  | Vendor Scope
1SYN426019R001A | IN-10026019.A.5 | 1TNA130584P0003 | ACB IP cover lock shackle E2.2-E6.2 | 0 | 0 | 0 | 0 | 0 | 0 | 0 | 1300002535 EASY CHINA (XIAMEN) TRADING CO., |  | Vendor Scope
1SYN126019R001A | IN-10026019.A.1 | 1TNA130599P0001 | Lock shackle for 23E ACB compartment | 22 | 0 | 0 | 0 | 0 | 22 | 0 | 1300002535 EASY CHINA (XIAMEN) TRADING CO., |  | ABB
1SYN226019R001A | IN-10026019.A.2 | 1TNA130599P0001 | Lock shackle for 23E ACB compartment | 6 | 0 | 0 | 0 | 0 | 6 | 0 | 1300002535 EASY CHINA (XIAMEN) TRADING CO., |  | ABB
1SYN226019R002A | IN-10026019.A.3 | 1TNA130599P0001 | Lock shackle for 23E ACB compartment | 0 | 0 | 0 | 0 | 0 | 0 | 0 | 1300002535 EASY CHINA (XIAMEN) TRADING CO., |  | ABB
1SYN426019R001A | IN-10026019.A.5 | 1TNA130599P0001 | Lock shackle for 23E ACB compartment | 0 | 0 | 0 | 0 | 0 | 0 | 0 | 1300002535 EASY CHINA (XIAMEN) TRADING CO., |  | ABB
1SYN126019R001A | IN-10026019.A.1 | 1TNA130602P0610 | MCC cable mounting rail MCD06 D10 | 0 | 0 | 0 | 0 | 0 | 0 | 0 |  |  | Vendor Scope
1SYN226019R001A | IN-10026019.A.2 | 1TNA130602P0610 | MCC cable mounting rail MCD06 D10 | 45 | 0 | 0 | 0 | 0 | 45 | 0 |  |  | Vendor Scope
1SYN226019R002A | IN-10026019.A.3 | 1TNA130602P0610 | MCC cable mounting rail MCD06 D10 | 0 | 0 | 0 | 0 | 0 | 0 | 0 |  |  | Vendor Scope
1SYN426019R001A | IN-10026019.A.5 | 1TNA130602P0610 | MCC cable mounting rail MCD06 D10 | 0 | 0 | 0 | 0 | 0 | 0 | 0 |  |  | Vendor Scope
1SYN126019R001A | IN-10026019.A.1 | 1TNA130602P0812 | MCC cable mounting rail MCD08 D12 | 65 | 0 | 0 | 0 | 0 | 65 | 0 |  |  | Vendor Scope
1SYN226019R001A | IN-10026019.A.2 | 1TNA130602P0812 | MCC cable mounting rail MCD08 D12 | 0 | 0 | 0 | 0 | 0 | 0 | 0 |  |  | Vendor Scope
1SYN226019R002A | IN-10026019.A.3 | 1TNA130602P0812 | MCC cable mounting rail MCD08 D12 | 0 | 0 | 0 | 0 | 0 | 0 | 0 |  |  | Vendor Scope
1SYN426019R001A | IN-10026019.A.5 | 1TNA130602P0812 | MCC cable mounting rail MCD08 D12 | 0 | 0 | 0 | 0 | 0 | 0 | 0 |  |  | Vendor Scope
1SYN126019R001A | IN-10026019.A.1 | 1TNA130608P2008 | Single ACB 23E door gap profile E.2 08 | 3 | 0 | 0 | 0 | 0 | 3 | 0 |  |  | Vendor Scope
1SYN226019R001A | IN-10026019.A.2 | 1TNA130608P2008 | Single ACB 23E door gap profile E.2 08 | 0 | 0 | 0 | 0 | 0 | 0 | 0 |  |  | Vendor Scope
1SYN226019R002A | IN-10026019.A.3 | 1TNA130608P2008 | Single ACB 23E door gap profile E.2 08 | 0 | 0 | 0 | 0 | 0 | 0 | 0 |  |  | Vendor Scope
1SYN426019R001A | IN-10026019.A.5 | 1TNA130608P2008 | Single ACB 23E door gap profile E.2 08 | 0 | 0 | 0 | 0 | 0 | 0 | 0 |  |  | Vendor Scope
1SYN126019R001A | IN-10026019.A.1 | 1TNA130608P2010 | Single ACB 23E door gap profile E.2 10 | 1 | 0 | 0 | 0 | 0 | 1 | 0 |  |  | Vendor Scope
1SYN226019R001A | IN-10026019.A.2 | 1TNA130608P2010 | Single ACB 23E door gap profile E.2 10 | 0 | 0 | 0 | 0 | 0 | 0 | 0 |  |  | Vendor Scope
1SYN226019R002A | IN-10026019.A.3 | 1TNA130608P2010 | Single ACB 23E door gap profile E.2 10 | 0 | 0 | 0 | 0 | 0 | 0 | 0 |  |  | Vendor Scope
1SYN426019R001A | IN-10026019.A.5 | 1TNA130608P2010 | Single ACB 23E door gap profile E.2 10 | 0 | 0 | 0 | 0 | 0 | 0 | 0 |  |  | Vendor Scope
1SYN126019R001A | IN-10026019.A.1 | 1TNA130608P2012 | 1 ACB 23E door bott. gap profile E.2 12 | 3 | 0 | 0 | 0 | 0 | 3 | 0 |  |  | Vendor Scope
1SYN226019R001A | IN-10026019.A.2 | 1TNA130608P2012 | 1 ACB 23E door bott. gap profile E.2 12 | 0 | 0 | 0 | 0 | 0 | 0 | 0 |  |  | Vendor Scope
1SYN226019R002A | IN-10026019.A.3 | 1TNA130608P2012 | 1 ACB 23E door bott. gap profile E.2 12 | 0 | 0 | 0 | 0 | 0 | 0 | 0 |  |  | Vendor Scope
1SYN426019R001A | IN-10026019.A.5 | 1TNA130608P2012 | 1 ACB 23E door bott. gap profile E.2 12 | 0 | 0 | 0 | 0 | 0 | 0 | 0 |  |  | Vendor Scope
1SYN126019R001A | IN-10026019.A.1 | 1TNA130609P0003 | Single ACB side profile E.2 | 14 | 0 | 0 | 0 | 0 | 14 | 0 |  |  | Vendor Scope
1SYN226019R001A | IN-10026019.A.2 | 1TNA130609P0003 | Single ACB side profile E.2 | 0 | 0 | 0 | 0 | 0 | 0 | 0 |  |  | Vendor Scope
1SYN226019R002A | IN-10026019.A.3 | 1TNA130609P0003 | Single ACB side profile E.2 | 0 | 0 | 0 | 0 | 0 | 0 | 0 |  |  | Vendor Scope
1SYN426019R001A | IN-10026019.A.5 | 1TNA130609P0003 | Single ACB side profile E.2 | 0 | 0 | 0 | 0 | 0 | 0 | 0 |  |  | Vendor Scope
1SYN126019R001A | IN-10026019.A.1 | 1TNA130616P0006 | Wiring duct-01 06 | 0 | 0 | 0 | 0 | 0 | 0 | 0 |  |  | Vendor Scope
1SYN226019R001A | IN-10026019.A.2 | 1TNA130616P0006 | Wiring duct-01 06 | 3 | 0 | 0 | 0 | 0 | 3 | 0 |  |  | Vendor Scope
1SYN226019R002A | IN-10026019.A.3 | 1TNA130616P0006 | Wiring duct-01 06 | 0 | 0 | 0 | 0 | 0 | 0 | 0 |  |  | Vendor Scope
1SYN426019R001A | IN-10026019.A.5 | 1TNA130616P0006 | Wiring duct-01 06 | 0 | 0 | 0 | 0 | 0 | 0 | 0 |  |  | Vendor Scope
1SYN126019R001A | IN-10026019.A.1 | 1TNA130616P0008 | Wiring duct-01 08 | 3 | 0 | 0 | 0 | 0 | 3 | 0 |  |  | Vendor Scope
1SYN226019R001A | IN-10026019.A.2 | 1TNA130616P0008 | Wiring duct-01 08 | 0 | 0 | 0 | 0 | 0 | 0 | 0 |  |  | Vendor Scope
1SYN226019R002A | IN-10026019.A.3 | 1TNA130616P0008 | Wiring duct-01 08 | 0 | 0 | 0 | 0 | 0 | 0 | 0 |  |  | Vendor Scope
1SYN426019R001A | IN-10026019.A.5 | 1TNA130616P0008 | Wiring duct-01 08 | 0 | 0 | 0 | 0 | 0 | 0 | 0 |  |  | Vendor Scope
1SYN126019R001A | IN-10026019.A.1 | 1TNA130616P0010 | Wiring duct-01 10(04/06) | 3 | 0 | 0 | 0 | 0 | 3 | 0 |  |  | Vendor Scope
1SYN226019R001A | IN-10026019.A.2 | 1TNA130616P0010 | Wiring duct-01 10(04/06) | 0 | 0 | 0 | 0 | 0 | 0 | 0 |  |  | Vendor Scope
1SYN226019R002A | IN-10026019.A.3 | 1TNA130616P0010 | Wiring duct-01 10(04/06) | 0 | 0 | 0 | 0 | 0 | 0 | 0 |  |  | Vendor Scope
1SYN426019R001A | IN-10026019.A.5 | 1TNA130616P0010 | Wiring duct-01 10(04/06) | 0 | 0 | 0 | 0 | 0 | 0 | 0 |  |  | Vendor Scope
1SYN126019R001A | IN-10026019.A.1 | 1TNA130616P0012 | Wiring duct-01 12(06/06) | 3 | 0 | 0 | 0 | 0 | 3 | 0 |  |  | Vendor Scope
1SYN226019R001A | IN-10026019.A.2 | 1TNA130616P0012 | Wiring duct-01 12(06/06) | 0 | 0 | 0 | 0 | 0 | 0 | 0 |  |  | Vendor Scope
1SYN226019R002A | IN-10026019.A.3 | 1TNA130616P0012 | Wiring duct-01 12(06/06) | 0 | 0 | 0 | 0 | 0 | 0 | 0 |  |  | Vendor Scope
1SYN426019R001A | IN-10026019.A.5 | 1TNA130616P0012 | Wiring duct-01 12(06/06) | 0 | 0 | 0 | 0 | 0 | 0 | 0 |  |  | Vendor Scope
1SYN126019R001A | IN-10026019.A.1 | 1TNA130616P1006 | Wiring duct-01 06 for MCC | 13 | 0 | 0 | 0 | 0 | 13 | 0 |  |  | Vendor Scope
1SYN226019R001A | IN-10026019.A.2 | 1TNA130616P1006 | Wiring duct-01 06 for MCC | 9 | 0 | 0 | 0 | 0 | 9 | 0 |  |  | Vendor Scope
1SYN226019R002A | IN-10026019.A.3 | 1TNA130616P1006 | Wiring duct-01 06 for MCC | 0 | 0 | 0 | 0 | 0 | 0 | 0 |  |  | Vendor Scope
1SYN426019R001A | IN-10026019.A.5 | 1TNA130616P1006 | Wiring duct-01 06 for MCC | 0 | 0 | 0 | 0 | 0 | 0 | 0 |  |  | Vendor Scope
1SYN126019R001A | IN-10026019.A.1 | 1TNA130617P0006 | Wiring duct-02 06 | 13 | 0 | 0 | 0 | 0 | 13 | 0 |  |  | Vendor Scope
1SYN226019R001A | IN-10026019.A.2 | 1TNA130617P0006 | Wiring duct-02 06 | 12 | 0 | 0 | 0 | 0 | 12 | 0 |  |  | Vendor Scope
1SYN226019R002A | IN-10026019.A.3 | 1TNA130617P0006 | Wiring duct-02 06 | 0 | 0 | 0 | 0 | 0 | 0 | 0 |  |  | Vendor Scope
1SYN426019R001A | IN-10026019.A.5 | 1TNA130617P0006 | Wiring duct-02 06 | 0 | 0 | 0 | 0 | 0 | 0 | 0 |  |  | Vendor Scope
1SYN126019R001A | IN-10026019.A.1 | 1TNA130617P0008 | Wiring duct-02 08 | 3 | 0 | 0 | 0 | 0 | 3 | 0 |  |  | Vendor Scope
1SYN226019R001A | IN-10026019.A.2 | 1TNA130617P0008 | Wiring duct-02 08 | 0 | 0 | 0 | 0 | 0 | 0 | 0 |  |  | Vendor Scope
1SYN226019R002A | IN-10026019.A.3 | 1TNA130617P0008 | Wiring duct-02 08 | 0 | 0 | 0 | 0 | 0 | 0 | 0 |  |  | Vendor Scope
1SYN426019R001A | IN-10026019.A.5 | 1TNA130617P0008 | Wiring duct-02 08 | 0 | 0 | 0 | 0 | 0 | 0 | 0 |  |  | Vendor Scope
1SYN126019R001A | IN-10026019.A.1 | 1TNA130617P0010 | Wiring duct-02 10 | 3 | 0 | 0 | 0 | 0 | 3 | 0 |  |  | Vendor Scope
1SYN226019R001A | IN-10026019.A.2 | 1TNA130617P0010 | Wiring duct-02 10 | 0 | 0 | 0 | 0 | 0 | 0 | 0 |  |  | Vendor Scope
1SYN226019R002A | IN-10026019.A.3 | 1TNA130617P0010 | Wiring duct-02 10 | 0 | 0 | 0 | 0 | 0 | 0 | 0 |  |  | Vendor Scope
1SYN426019R001A | IN-10026019.A.5 | 1TNA130617P0010 | Wiring duct-02 10 | 0 | 0 | 0 | 0 | 0 | 0 | 0 |  |  | Vendor Scope
1SYN126019R001A | IN-10026019.A.1 | 1TNA130617P0012 | Wiring duct-02 12 | 3 | 0 | 0 | 0 | 0 | 3 | 0 |  |  | Vendor Scope
1SYN226019R001A | IN-10026019.A.2 | 1TNA130617P0012 | Wiring duct-02 12 | 0 | 0 | 0 | 0 | 0 | 0 | 0 |  |  | Vendor Scope
1SYN226019R002A | IN-10026019.A.3 | 1TNA130617P0012 | Wiring duct-02 12 | 0 | 0 | 0 | 0 | 0 | 0 | 0 |  |  | Vendor Scope
1SYN426019R001A | IN-10026019.A.5 | 1TNA130617P0012 | Wiring duct-02 12 | 0 | 0 | 0 | 0 | 0 | 0 | 0 |  |  | Vendor Scope
1SYN126019R001A | IN-10026019.A.1 | 1TNA130622P0003 | Metal plate for E4.2 of MCD06 Left | 0 | 0 | 0 | 0 | 0 | 0 | 0 |  |  | Vendor Scope
1SYN226019R001A | IN-10026019.A.2 | 1TNA130622P0003 | Metal plate for E4.2 of MCD06 Left | 2 | 0 | 0 | 0 | 0 | 2 | 0 |  |  | Vendor Scope
1SYN226019R002A | IN-10026019.A.3 | 1TNA130622P0003 | Metal plate for E4.2 of MCD06 Left | 0 | 0 | 0 | 0 | 0 | 0 | 0 |  |  | Vendor Scope
1SYN426019R001A | IN-10026019.A.5 | 1TNA130622P0003 | Metal plate for E4.2 of MCD06 Left | 0 | 0 | 0 | 0 | 0 | 0 | 0 |  |  | Vendor Scope
1SYN126019R001A | IN-10026019.A.1 | 1TNA130622P0004 | Metal plate for E4.2 of MCD06 Right | 0 | 0 | 0 | 0 | 0 | 0 | 0 |  |  | Vendor Scope
1SYN226019R001A | IN-10026019.A.2 | 1TNA130622P0004 | Metal plate for E4.2 of MCD06 Right | 2 | 0 | 0 | 0 | 0 | 2 | 0 |  |  | Vendor Scope
1SYN226019R002A | IN-10026019.A.3 | 1TNA130622P0004 | Metal plate for E4.2 of MCD06 Right | 0 | 0 | 0 | 0 | 0 | 0 | 0 |  |  | Vendor Scope
1SYN426019R001A | IN-10026019.A.5 | 1TNA130622P0004 | Metal plate for E4.2 of MCD06 Right | 0 | 0 | 0 | 0 | 0 | 0 | 0 |  |  | Vendor Scope
1SYN126019R001A | IN-10026019.A.1 | 1TNA130622P0007 | Metal plate for E4.2 6300A of MCD08 Left | 3 | 0 | 0 | 0 | 0 | 3 | 0 |  |  | Vendor Scope
1SYN226019R001A | IN-10026019.A.2 | 1TNA130622P0007 | Metal plate for E4.2 6300A of MCD08 Left | 0 | 0 | 0 | 0 | 0 | 0 | 0 |  |  | Vendor Scope
1SYN226019R002A | IN-10026019.A.3 | 1TNA130622P0007 | Metal plate for E4.2 6300A of MCD08 Left | 0 | 0 | 0 | 0 | 0 | 0 | 0 |  |  | Vendor Scope
1SYN426019R001A | IN-10026019.A.5 | 1TNA130622P0007 | Metal plate for E4.2 6300A of MCD08 Left | 0 | 0 | 0 | 0 | 0 | 0 | 0 |  |  | Vendor Scope
1SYN126019R001A | IN-10026019.A.1 | 1TNA130622P0008 | Metal plate for E4.2 6300A of MCD08 Righ | 3 | 0 | 0 | 0 | 0 | 3 | 0 |  |  | Vendor Scope
1SYN226019R001A | IN-10026019.A.2 | 1TNA130622P0008 | Metal plate for E4.2 6300A of MCD08 Righ | 0 | 0 | 0 | 0 | 0 | 0 | 0 |  |  | Vendor Scope
1SYN226019R002A | IN-10026019.A.3 | 1TNA130622P0008 | Metal plate for E4.2 6300A of MCD08 Righ | 0 | 0 | 0 | 0 | 0 | 0 | 0 |  |  | Vendor Scope
1SYN426019R001A | IN-10026019.A.5 | 1TNA130622P0008 | Metal plate for E4.2 6300A of MCD08 Righ | 0 | 0 | 0 | 0 | 0 | 0 | 0 |  |  | Vendor Scope
1SYN126019R001A | IN-10026019.A.1 | 1TNA130628P0001 | Form cover for RA2+RG | 0 | 0 | 0 | 0 | 0 | 0 | 0 |  |  | Vendor Scope
1SYN226019R001A | IN-10026019.A.2 | 1TNA130628P0001 | Form cover for RA2+RG | 4 | 0 | 0 | 0 | 0 | 4 | 0 |  |  | Vendor Scope
1SYN226019R002A | IN-10026019.A.3 | 1TNA130628P0001 | Form cover for RA2+RG | 0 | 0 | 0 | 0 | 0 | 0 | 0 |  |  | Vendor Scope
1SYN426019R001A | IN-10026019.A.5 | 1TNA130628P0001 | Form cover for RA2+RG | 0 | 0 | 0 | 0 | 0 | 0 | 0 |  |  | Vendor Scope
1SYN126019R001A | IN-10026019.A.1 | 1TNA130629P0001 | Side separation plate form 4b | 6 | 0 | 0 | 0 | 0 | 6 | 0 |  |  | Vendor Scope
1SYN226019R001A | IN-10026019.A.2 | 1TNA130629P0001 | Side separation plate form 4b | 4 | 0 | 0 | 0 | 0 | 4 | 0 |  |  | Vendor Scope
1SYN226019R002A | IN-10026019.A.3 | 1TNA130629P0001 | Side separation plate form 4b | 0 | 0 | 0 | 0 | 0 | 0 | 0 |  |  | Vendor Scope
1SYN426019R001A | IN-10026019.A.5 | 1TNA130629P0001 | Side separation plate form 4b | 0 | 0 | 0 | 0 | 0 | 0 | 0 |  |  | Vendor Scope
1SYN126019R001A | IN-10026019.A.1 | 1TNA130630P0003 | Side separation block E6.2-4P-L | 2 | 0 | 0 | 0 | 0 | 2 | 0 |  |  | Vendor Scope
1SYN226019R001A | IN-10026019.A.2 | 1TNA130630P0003 | Side separation block E6.2-4P-L | 0 | 0 | 0 | 0 | 0 | 0 | 0 |  |  | Vendor Scope
1SYN226019R002A | IN-10026019.A.3 | 1TNA130630P0003 | Side separation block E6.2-4P-L | 0 | 0 | 0 | 0 | 0 | 0 | 0 |  |  | Vendor Scope
1SYN426019R001A | IN-10026019.A.5 | 1TNA130630P0003 | Side separation block E6.2-4P-L | 0 | 0 | 0 | 0 | 0 | 0 | 0 |  |  | Vendor Scope
1SYN126019R001A | IN-10026019.A.1 | 1TNA130630P0004 | Side separation block E6.2-4P-R | 2 | 0 | 0 | 0 | 0 | 2 | 0 |  |  | Vendor Scope
1SYN226019R001A | IN-10026019.A.2 | 1TNA130630P0004 | Side separation block E6.2-4P-R | 0 | 0 | 0 | 0 | 0 | 0 | 0 |  |  | Vendor Scope
1SYN226019R002A | IN-10026019.A.3 | 1TNA130630P0004 | Side separation block E6.2-4P-R | 0 | 0 | 0 | 0 | 0 | 0 | 0 |  |  | Vendor Scope
1SYN426019R001A | IN-10026019.A.5 | 1TNA130630P0004 | Side separation block E6.2-4P-R | 0 | 0 | 0 | 0 | 0 | 0 | 0 |  |  | Vendor Scope
1SYN126019R001A | IN-10026019.A.1 | 1TNA130631P0004 | Form 4b plate for E6.2 4P W12-2 | 2 | 0 | 0 | 0 | 0 | 2 | 0 |  |  | Vendor Scope
1SYN226019R001A | IN-10026019.A.2 | 1TNA130631P0004 | Form 4b plate for E6.2 4P W12-2 | 0 | 0 | 0 | 0 | 0 | 0 | 0 |  |  | Vendor Scope
1SYN226019R002A | IN-10026019.A.3 | 1TNA130631P0004 | Form 4b plate for E6.2 4P W12-2 | 0 | 0 | 0 | 0 | 0 | 0 | 0 |  |  | Vendor Scope
1SYN426019R001A | IN-10026019.A.5 | 1TNA130631P0004 | Form 4b plate for E6.2 4P W12-2 | 0 | 0 | 0 | 0 | 0 | 0 | 0 |  |  | Vendor Scope
1SYN126019R001A | IN-10026019.A.1 | 1TNA130632P0001 | Bus tie separation plate angle support | 1 | 0 | 0 | 0 | 0 | 1 | 0 |  |  | Vendor Scope
1SYN226019R001A | IN-10026019.A.2 | 1TNA130632P0001 | Bus tie separation plate angle support | 1 | 0 | 0 | 0 | 0 | 1 | 0 |  |  | Vendor Scope
1SYN226019R002A | IN-10026019.A.3 | 1TNA130632P0001 | Bus tie separation plate angle support | 0 | 0 | 0 | 0 | 0 | 0 | 0 |  |  | Vendor Scope
1SYN426019R001A | IN-10026019.A.5 | 1TNA130632P0001 | Bus tie separation plate angle support | 0 | 0 | 0 | 0 | 0 | 0 | 0 |  |  | Vendor Scope
1SYN126019R001A | IN-10026019.A.1 | 1TNA130632P0002 | Bus tie separation plate angle support | 1 | 0 | 0 | 0 | 0 | 1 | 0 |  |  | Vendor Scope
1SYN226019R001A | IN-10026019.A.2 | 1TNA130632P0002 | Bus tie separation plate angle support | 0 | 0 | 0 | 0 | 0 | 0 | 0 |  |  | Vendor Scope
1SYN226019R002A | IN-10026019.A.3 | 1TNA130632P0002 | Bus tie separation plate angle support | 0 | 0 | 0 | 0 | 0 | 0 | 0 |  |  | Vendor Scope
1SYN426019R001A | IN-10026019.A.5 | 1TNA130632P0002 | Bus tie separation plate angle support | 0 | 0 | 0 | 0 | 0 | 0 | 0 |  |  | Vendor Scope
1SYN126019R001A | IN-10026019.A.1 | 1TNA130632P0003 | Bus tie separation plate angle support | 0 | 0 | 0 | 0 | 0 | 0 | 0 |  |  | Vendor Scope
1SYN226019R001A | IN-10026019.A.2 | 1TNA130632P0003 | Bus tie separation plate angle support | 1 | 0 | 0 | 0 | 0 | 1 | 0 |  |  | Vendor Scope
1SYN226019R002A | IN-10026019.A.3 | 1TNA130632P0003 | Bus tie separation plate angle support | 0 | 0 | 0 | 0 | 0 | 0 | 0 |  |  | Vendor Scope
1SYN426019R001A | IN-10026019.A.5 | 1TNA130632P0003 | Bus tie separation plate angle support | 0 | 0 | 0 | 0 | 0 | 0 | 0 |  |  | Vendor Scope
1SYN126019R001A | IN-10026019.A.1 | 1TNA130632P0004 | Bus tie separation plate angle support | 0 | 0 | 0 | 0 | 0 | 0 | 0 |  |  | Vendor Scope
1SYN226019R001A | IN-10026019.A.2 | 1TNA130632P0004 | Bus tie separation plate angle support | 1 | 0 | 0 | 0 | 0 | 1 | 0 |  |  | Vendor Scope
1SYN226019R002A | IN-10026019.A.3 | 1TNA130632P0004 | Bus tie separation plate angle support | 0 | 0 | 0 | 0 | 0 | 0 | 0 |  |  | Vendor Scope
1SYN426019R001A | IN-10026019.A.5 | 1TNA130632P0004 | Bus tie separation plate angle support | 0 | 0 | 0 | 0 | 0 | 0 | 0 |  |  | Vendor Scope
1SYN126019R001A | IN-10026019.A.1 | 1TNA130632P0006 | Bus tie separation plate angle support | 1 | 0 | 0 | 0 | 0 | 1 | 0 |  |  | Vendor Scope
1SYN226019R001A | IN-10026019.A.2 | 1TNA130632P0006 | Bus tie separation plate angle support | 0 | 0 | 0 | 0 | 0 | 0 | 0 |  |  | Vendor Scope
1SYN226019R002A | IN-10026019.A.3 | 1TNA130632P0006 | Bus tie separation plate angle support | 0 | 0 | 0 | 0 | 0 | 0 | 0 |  |  | Vendor Scope
1SYN426019R001A | IN-10026019.A.5 | 1TNA130632P0006 | Bus tie separation plate angle support | 0 | 0 | 0 | 0 | 0 | 0 | 0 |  |  | Vendor Scope
1SYN126019R001A | IN-10026019.A.1 | 1TNA130633P0001 | Bus tie separation plate support | 0 | 0 | 0 | 0 | 0 | 0 | 0 |  |  | Vendor Scope
1SYN226019R001A | IN-10026019.A.2 | 1TNA130633P0001 | Bus tie separation plate support | 1 | 0 | 0 | 0 | 0 | 1 | 0 |  |  | Vendor Scope
1SYN226019R002A | IN-10026019.A.3 | 1TNA130633P0001 | Bus tie separation plate support | 0 | 0 | 0 | 0 | 0 | 0 | 0 |  |  | Vendor Scope
1SYN426019R001A | IN-10026019.A.5 | 1TNA130633P0001 | Bus tie separation plate support | 0 | 0 | 0 | 0 | 0 | 0 | 0 |  |  | Vendor Scope
1SYN126019R001A | IN-10026019.A.1 | 1TNA130634P0001 | Bus tie separation plate IP43 | 0 | 0 | 0 | 0 | 0 | 0 | 0 |  |  | Vendor Scope
1SYN226019R001A | IN-10026019.A.2 | 1TNA130634P0001 | Bus tie separation plate IP43 | 1 | 0 | 0 | 0 | 0 | 1 | 0 |  |  | Vendor Scope
1SYN226019R002A | IN-10026019.A.3 | 1TNA130634P0001 | Bus tie separation plate IP43 | 0 | 0 | 0 | 0 | 0 | 0 | 0 |  |  | Vendor Scope
1SYN426019R001A | IN-10026019.A.5 | 1TNA130634P0001 | Bus tie separation plate IP43 | 0 | 0 | 0 | 0 | 0 | 0 | 0 |  |  | Vendor Scope
1SYN126019R001A | IN-10026019.A.1 | 1TNA130635P0001 | Bus tie separation plate for roof IP43 | 1 | 0 | 0 | 0 | 0 | 1 | 0 |  |  | Vendor Scope
1SYN226019R001A | IN-10026019.A.2 | 1TNA130635P0001 | Bus tie separation plate for roof IP43 | 1 | 0 | 0 | 0 | 0 | 1 | 0 |  |  | Vendor Scope
1SYN226019R002A | IN-10026019.A.3 | 1TNA130635P0001 | Bus tie separation plate for roof IP43 | 0 | 0 | 0 | 0 | 0 | 0 | 0 |  |  | Vendor Scope
1SYN426019R001A | IN-10026019.A.5 | 1TNA130635P0001 | Bus tie separation plate for roof IP43 | 0 | 0 | 0 | 0 | 0 | 0 | 0 |  |  | Vendor Scope
1SYN126019R001A | IN-10026019.A.1 | 1TNA130664P0001 | Bracket for support | 16 | 0 | 0 | 0 | 0 | 16 | 0 |  |  | Vendor Scope
1SYN226019R001A | IN-10026019.A.2 | 1TNA130664P0001 | Bracket for support | 0 | 0 | 0 | 0 | 0 | 0 | 0 |  |  | Vendor Scope
1SYN226019R002A | IN-10026019.A.3 | 1TNA130664P0001 | Bracket for support | 0 | 0 | 0 | 0 | 0 | 0 | 0 |  |  | Vendor Scope
1SYN426019R001A | IN-10026019.A.5 | 1TNA130664P0001 | Bracket for support | 0 | 0 | 0 | 0 | 0 | 0 | 0 |  |  | Vendor Scope
1SYN126019R001A | IN-10026019.A.1 | 1TNA130681P0001 | Support for vertical wiring duct in MCC | 39 | 0 | 0 | 0 | 0 | 39 | 0 |  |  | Vendor Scope
1SYN226019R001A | IN-10026019.A.2 | 1TNA130681P0001 | Support for vertical wiring duct in MCC | 27 | 0 | 0 | 0 | 0 | 27 | 0 |  |  | Vendor Scope
1SYN226019R002A | IN-10026019.A.3 | 1TNA130681P0001 | Support for vertical wiring duct in MCC | 0 | 0 | 0 | 0 | 0 | 0 | 0 |  |  | Vendor Scope
1SYN426019R001A | IN-10026019.A.5 | 1TNA130681P0001 | Support for vertical wiring duct in MCC | 0 | 0 | 0 | 0 | 0 | 0 | 0 |  |  | Vendor Scope
1SYN126019R001A | IN-10026019.A.1 | 1TNA130685P0001 | Wiring duct plate full | 0 | 0 | 0 | 0 | 0 | 0 | 0 |  |  | Vendor Scope
1SYN226019R001A | IN-10026019.A.2 | 1TNA130685P0001 | Wiring duct plate full | 18 | 0 | 0 | 0 | 0 | 18 | 0 |  |  | Vendor Scope
1SYN226019R002A | IN-10026019.A.3 | 1TNA130685P0001 | Wiring duct plate full | 0 | 0 | 0 | 0 | 0 | 0 | 0 |  |  | Vendor Scope
1SYN426019R001A | IN-10026019.A.5 | 1TNA130685P0001 | Wiring duct plate full | 0 | 0 | 0 | 0 | 0 | 0 | 0 |  |  | Vendor Scope
1SYN126019R001A | IN-10026019.A.1 | 1TNA130685P0003 | Wiring duct plate for MBB H450 | 13 | 0 | 0 | 0 | 0 | 13 | 0 |  |  | Vendor Scope
1SYN226019R001A | IN-10026019.A.2 | 1TNA130685P0003 | Wiring duct plate for MBB H450 | 0 | 0 | 0 | 0 | 0 | 0 | 0 |  |  | Vendor Scope
1SYN226019R002A | IN-10026019.A.3 | 1TNA130685P0003 | Wiring duct plate for MBB H450 | 0 | 0 | 0 | 0 | 0 | 0 | 0 |  |  | Vendor Scope
1SYN426019R001A | IN-10026019.A.5 | 1TNA130685P0003 | Wiring duct plate for MBB H450 | 0 | 0 | 0 | 0 | 0 | 0 | 0 |  |  | Vendor Scope
1SYN126019R001A | IN-10026019.A.1 | 1TNA130735P0006 | MBB rear cover W06 | 15 | 0 | 0 | 0 | 0 | 15 | 0 |  |  | Vendor Scope
1SYN226019R001A | IN-10026019.A.2 | 1TNA130735P0006 | MBB rear cover W06 | 0 | 0 | 0 | 0 | 0 | 0 | 0 |  |  | Vendor Scope
1SYN226019R002A | IN-10026019.A.3 | 1TNA130735P0006 | MBB rear cover W06 | 0 | 0 | 0 | 0 | 0 | 0 | 0 |  |  | Vendor Scope
1SYN426019R001A | IN-10026019.A.5 | 1TNA130735P0006 | MBB rear cover W06 | 0 | 0 | 0 | 0 | 0 | 0 | 0 |  |  | Vendor Scope
1SYN126019R001A | IN-10026019.A.1 | 1TNA130735P0008 | MBB rear cover W08 | 3 | 0 | 0 | 0 | 0 | 3 | 0 |  |  | Vendor Scope
1SYN226019R001A | IN-10026019.A.2 | 1TNA130735P0008 | MBB rear cover W08 | 0 | 0 | 0 | 0 | 0 | 0 | 0 |  |  | Vendor Scope
1SYN226019R002A | IN-10026019.A.3 | 1TNA130735P0008 | MBB rear cover W08 | 0 | 0 | 0 | 0 | 0 | 0 | 0 |  |  | Vendor Scope
1SYN426019R001A | IN-10026019.A.5 | 1TNA130735P0008 | MBB rear cover W08 | 0 | 0 | 0 | 0 | 0 | 0 | 0 |  |  | Vendor Scope
1SYN126019R001A | IN-10026019.A.1 | 1TNA130735P0010 | MBB rear cover W12 | 1 | 0 | 0 | 0 | 0 | 1 | 0 |  |  | Vendor Scope
1SYN226019R001A | IN-10026019.A.2 | 1TNA130735P0010 | MBB rear cover W12 | 0 | 0 | 0 | 0 | 0 | 0 | 0 |  |  | Vendor Scope
1SYN226019R002A | IN-10026019.A.3 | 1TNA130735P0010 | MBB rear cover W12 | 0 | 0 | 0 | 0 | 0 | 0 | 0 |  |  | Vendor Scope
1SYN426019R001A | IN-10026019.A.5 | 1TNA130735P0010 | MBB rear cover W12 | 0 | 0 | 0 | 0 | 0 | 0 | 0 |  |  | Vendor Scope
1SYN126019R001A | IN-10026019.A.1 | 1TNA130735P0012 | MBB rear cover W12 | 3 | 0 | 0 | 0 | 0 | 3 | 0 |  |  | Vendor Scope
1SYN226019R001A | IN-10026019.A.2 | 1TNA130735P0012 | MBB rear cover W12 | 0 | 0 | 0 | 0 | 0 | 0 | 0 |  |  | Vendor Scope
1SYN226019R002A | IN-10026019.A.3 | 1TNA130735P0012 | MBB rear cover W12 | 0 | 0 | 0 | 0 | 0 | 0 | 0 |  |  | Vendor Scope
1SYN426019R001A | IN-10026019.A.5 | 1TNA130735P0012 | MBB rear cover W12 | 0 | 0 | 0 | 0 | 0 | 0 | 0 |  |  | Vendor Scope
1SYN126019R001A | IN-10026019.A.1 | 1TNA130736P1201 | Form 4b plate for MBB H450 E6.2 W12 | 2 | 0 | 0 | 0 | 0 | 2 | 0 |  |  | Vendor Scope
1SYN226019R001A | IN-10026019.A.2 | 1TNA130736P1201 | Form 4b plate for MBB H450 E6.2 W12 | 0 | 0 | 0 | 0 | 0 | 0 | 0 |  |  | Vendor Scope
1SYN226019R002A | IN-10026019.A.3 | 1TNA130736P1201 | Form 4b plate for MBB H450 E6.2 W12 | 0 | 0 | 0 | 0 | 0 | 0 | 0 |  |  | Vendor Scope
1SYN426019R001A | IN-10026019.A.5 | 1TNA130736P1201 | Form 4b plate for MBB H450 E6.2 W12 | 0 | 0 | 0 | 0 | 0 | 0 | 0 |  |  | Vendor Scope
1SYN126019R001A | IN-10026019.A.1 | 1TNA130740P0001 | Metal bracket | 2 | 0 | 0 | 0 | 0 | 2 | 0 |  |  | Vendor Scope
1SYN226019R001A | IN-10026019.A.2 | 1TNA130740P0001 | Metal bracket | 0 | 0 | 0 | 0 | 0 | 0 | 0 |  |  | Vendor Scope
1SYN226019R002A | IN-10026019.A.3 | 1TNA130740P0001 | Metal bracket | 0 | 0 | 0 | 0 | 0 | 0 | 0 |  |  | Vendor Scope
1SYN426019R001A | IN-10026019.A.5 | 1TNA130740P0001 | Metal bracket | 0 | 0 | 0 | 0 | 0 | 0 | 0 |  |  | Vendor Scope
1SYN126019R001A | IN-10026019.A.1 | 1TNA130741P0002 | Bus tie C support | 2 | 0 | 0 | 0 | 0 | 2 | 0 |  |  | Vendor Scope
1SYN226019R001A | IN-10026019.A.2 | 1TNA130741P0002 | Bus tie C support | 0 | 0 | 0 | 0 | 0 | 0 | 0 |  |  | Vendor Scope
1SYN226019R002A | IN-10026019.A.3 | 1TNA130741P0002 | Bus tie C support | 0 | 0 | 0 | 0 | 0 | 0 | 0 |  |  | Vendor Scope
1SYN426019R001A | IN-10026019.A.5 | 1TNA130741P0002 | Bus tie C support | 0 | 0 | 0 | 0 | 0 | 0 | 0 |  |  | Vendor Scope
1SYN126019R001A | IN-10026019.A.1 | 1TNA130742P0001 | Metal support | 2 | 0 | 0 | 0 | 0 | 2 | 0 |  |  | Vendor Scope
1SYN226019R001A | IN-10026019.A.2 | 1TNA130742P0001 | Metal support | 0 | 0 | 0 | 0 | 0 | 0 | 0 |  |  | Vendor Scope
1SYN226019R002A | IN-10026019.A.3 | 1TNA130742P0001 | Metal support | 0 | 0 | 0 | 0 | 0 | 0 | 0 |  |  | Vendor Scope
1SYN426019R001A | IN-10026019.A.5 | 1TNA130742P0001 | Metal support | 0 | 0 | 0 | 0 | 0 | 0 | 0 |  |  | Vendor Scope
1SYN126019R001A | IN-10026019.A.1 | 1TNA130745P2006 | Front MBB H450 cover 20E w louver W06 | 13 | 0 | 0 | 0 | 0 | 13 | 0 |  |  | Vendor Scope
1SYN226019R001A | IN-10026019.A.2 | 1TNA130745P2006 | Front MBB H450 cover 20E w louver W06 | 0 | 0 | 0 | 0 | 0 | 0 | 0 |  |  | Vendor Scope
1SYN226019R002A | IN-10026019.A.3 | 1TNA130745P2006 | Front MBB H450 cover 20E w louver W06 | 0 | 0 | 0 | 0 | 0 | 0 | 0 |  |  | Vendor Scope
1SYN426019R001A | IN-10026019.A.5 | 1TNA130745P2006 | Front MBB H450 cover 20E w louver W06 | 0 | 0 | 0 | 0 | 0 | 0 | 0 |  |  | Vendor Scope
1SYN126019R001A | IN-10026019.A.1 | 1TNA130745P2008 | Front MBB H450 cover 20E w louver W08 | 3 | 0 | 0 | 0 | 0 | 3 | 0 |  |  | Vendor Scope
1SYN226019R001A | IN-10026019.A.2 | 1TNA130745P2008 | Front MBB H450 cover 20E w louver W08 | 0 | 0 | 0 | 0 | 0 | 0 | 0 |  |  | Vendor Scope
1SYN226019R002A | IN-10026019.A.3 | 1TNA130745P2008 | Front MBB H450 cover 20E w louver W08 | 0 | 0 | 0 | 0 | 0 | 0 | 0 |  |  | Vendor Scope
1SYN426019R001A | IN-10026019.A.5 | 1TNA130745P2008 | Front MBB H450 cover 20E w louver W08 | 0 | 0 | 0 | 0 | 0 | 0 | 0 |  |  | Vendor Scope
1SYN126019R001A | IN-10026019.A.1 | 1TNA130745P2010 | Front MBB H450 cover 20E w louver W10 | 3 | 0 | 0 | 0 | 0 | 3 | 0 |  |  | Vendor Scope
1SYN226019R001A | IN-10026019.A.2 | 1TNA130745P2010 | Front MBB H450 cover 20E w louver W10 | 0 | 0 | 0 | 0 | 0 | 0 | 0 |  |  | Vendor Scope
1SYN226019R002A | IN-10026019.A.3 | 1TNA130745P2010 | Front MBB H450 cover 20E w louver W10 | 0 | 0 | 0 | 0 | 0 | 0 | 0 |  |  | Vendor Scope
1SYN426019R001A | IN-10026019.A.5 | 1TNA130745P2010 | Front MBB H450 cover 20E w louver W10 | 0 | 0 | 0 | 0 | 0 | 0 | 0 |  |  | Vendor Scope
1SYN126019R001A | IN-10026019.A.1 | 1TNA130745P2012 | Front MBB H450 cover 20E w louver W12 | 3 | 0 | 0 | 0 | 0 | 3 | 0 |  |  | Vendor Scope
1SYN226019R001A | IN-10026019.A.2 | 1TNA130745P2012 | Front MBB H450 cover 20E w louver W12 | 0 | 0 | 0 | 0 | 0 | 0 | 0 |  |  | Vendor Scope
1SYN226019R002A | IN-10026019.A.3 | 1TNA130745P2012 | Front MBB H450 cover 20E w louver W12 | 0 | 0 | 0 | 0 | 0 | 0 | 0 |  |  | Vendor Scope
1SYN426019R001A | IN-10026019.A.5 | 1TNA130745P2012 | Front MBB H450 cover 20E w louver W12 | 0 | 0 | 0 | 0 | 0 | 0 | 0 |  |  | Vendor Scope
1SYN126019R001A | IN-10026019.A.1 | 1TNA130747P0006 | Support for IP43 ventilation cover W06 | 13 | 0 | 0 | 0 | 0 | 13 | 0 |  |  | Vendor Scope
1SYN226019R001A | IN-10026019.A.2 | 1TNA130747P0006 | Support for IP43 ventilation cover W06 | 0 | 0 | 0 | 0 | 0 | 0 | 0 |  |  | Vendor Scope
1SYN226019R002A | IN-10026019.A.3 | 1TNA130747P0006 | Support for IP43 ventilation cover W06 | 0 | 0 | 0 | 0 | 0 | 0 | 0 |  |  | Vendor Scope
1SYN426019R001A | IN-10026019.A.5 | 1TNA130747P0006 | Support for IP43 ventilation cover W06 | 0 | 0 | 0 | 0 | 0 | 0 | 0 |  |  | Vendor Scope
1SYN126019R001A | IN-10026019.A.1 | 1TNA130747P0008 | Support for IP43 ventilation cover W08 | 3 | 0 | 0 | 0 | 0 | 3 | 0 |  |  | Vendor Scope
1SYN226019R001A | IN-10026019.A.2 | 1TNA130747P0008 | Support for IP43 ventilation cover W08 | 0 | 0 | 0 | 0 | 0 | 0 | 0 |  |  | Vendor Scope
1SYN226019R002A | IN-10026019.A.3 | 1TNA130747P0008 | Support for IP43 ventilation cover W08 | 0 | 0 | 0 | 0 | 0 | 0 | 0 |  |  | Vendor Scope
1SYN426019R001A | IN-10026019.A.5 | 1TNA130747P0008 | Support for IP43 ventilation cover W08 | 0 | 0 | 0 | 0 | 0 | 0 | 0 |  |  | Vendor Scope
1SYN126019R001A | IN-10026019.A.1 | 1TNA130747P0010 | Support for IP43 ventilation cover W10 | 3 | 0 | 0 | 0 | 0 | 3 | 0 |  |  | Vendor Scope
1SYN226019R001A | IN-10026019.A.2 | 1TNA130747P0010 | Support for IP43 ventilation cover W10 | 0 | 0 | 0 | 0 | 0 | 0 | 0 |  |  | Vendor Scope
1SYN226019R002A | IN-10026019.A.3 | 1TNA130747P0010 | Support for IP43 ventilation cover W10 | 0 | 0 | 0 | 0 | 0 | 0 | 0 |  |  | Vendor Scope
1SYN426019R001A | IN-10026019.A.5 | 1TNA130747P0010 | Support for IP43 ventilation cover W10 | 0 | 0 | 0 | 0 | 0 | 0 | 0 |  |  | Vendor Scope
1SYN126019R001A | IN-10026019.A.1 | 1TNA130747P0012 | Support for IP43 ventilation cover W12 | 3 | 0 | 0 | 0 | 0 | 3 | 0 |  |  | Vendor Scope
1SYN226019R001A | IN-10026019.A.2 | 1TNA130747P0012 | Support for IP43 ventilation cover W12 | 0 | 0 | 0 | 0 | 0 | 0 | 0 |  |  | Vendor Scope
1SYN226019R002A | IN-10026019.A.3 | 1TNA130747P0012 | Support for IP43 ventilation cover W12 | 0 | 0 | 0 | 0 | 0 | 0 | 0 |  |  | Vendor Scope
1SYN426019R001A | IN-10026019.A.5 | 1TNA130747P0012 | Support for IP43 ventilation cover W12 | 0 | 0 | 0 | 0 | 0 | 0 | 0 |  |  | Vendor Scope
1SYN126019R001A | IN-10026019.A.1 | 1TNA130748P0006 | IP43 ventilation cover W06 | 13 | 0 | 0 | 0 | 0 | 13 | 0 |  |  | Vendor Scope
1SYN226019R001A | IN-10026019.A.2 | 1TNA130748P0006 | IP43 ventilation cover W06 | 0 | 0 | 0 | 0 | 0 | 0 | 0 |  |  | Vendor Scope
1SYN226019R002A | IN-10026019.A.3 | 1TNA130748P0006 | IP43 ventilation cover W06 | 0 | 0 | 0 | 0 | 0 | 0 | 0 |  |  | Vendor Scope
1SYN426019R001A | IN-10026019.A.5 | 1TNA130748P0006 | IP43 ventilation cover W06 | 0 | 0 | 0 | 0 | 0 | 0 | 0 |  |  | Vendor Scope
1SYN126019R001A | IN-10026019.A.1 | 1TNA130748P0008 | IP43 ventilation cover W08 | 3 | 0 | 0 | 0 | 0 | 3 | 0 |  |  | Vendor Scope
1SYN226019R001A | IN-10026019.A.2 | 1TNA130748P0008 | IP43 ventilation cover W08 | 0 | 0 | 0 | 0 | 0 | 0 | 0 |  |  | Vendor Scope
1SYN226019R002A | IN-10026019.A.3 | 1TNA130748P0008 | IP43 ventilation cover W08 | 0 | 0 | 0 | 0 | 0 | 0 | 0 |  |  | Vendor Scope
1SYN426019R001A | IN-10026019.A.5 | 1TNA130748P0008 | IP43 ventilation cover W08 | 0 | 0 | 0 | 0 | 0 | 0 | 0 |  |  | Vendor Scope
1SYN126019R001A | IN-10026019.A.1 | 1TNA130748P0010 | IP43 ventilation cover W10 | 3 | 0 | 0 | 0 | 0 | 3 | 0 |  |  | Vendor Scope
1SYN226019R001A | IN-10026019.A.2 | 1TNA130748P0010 | IP43 ventilation cover W10 | 0 | 0 | 0 | 0 | 0 | 0 | 0 |  |  | Vendor Scope
1SYN226019R002A | IN-10026019.A.3 | 1TNA130748P0010 | IP43 ventilation cover W10 | 0 | 0 | 0 | 0 | 0 | 0 | 0 |  |  | Vendor Scope
1SYN426019R001A | IN-10026019.A.5 | 1TNA130748P0010 | IP43 ventilation cover W10 | 0 | 0 | 0 | 0 | 0 | 0 | 0 |  |  | Vendor Scope
1SYN126019R001A | IN-10026019.A.1 | 1TNA130748P0012 | IP43 ventilation cover W12 | 3 | 0 | 0 | 0 | 0 | 3 | 0 |  |  | Vendor Scope
1SYN226019R001A | IN-10026019.A.2 | 1TNA130748P0012 | IP43 ventilation cover W12 | 0 | 0 | 0 | 0 | 0 | 0 | 0 |  |  | Vendor Scope
1SYN226019R002A | IN-10026019.A.3 | 1TNA130748P0012 | IP43 ventilation cover W12 | 0 | 0 | 0 | 0 | 0 | 0 | 0 |  |  | Vendor Scope
1SYN426019R001A | IN-10026019.A.5 | 1TNA130748P0012 | IP43 ventilation cover W12 | 0 | 0 | 0 | 0 | 0 | 0 | 0 |  |  | Vendor Scope
1SYN126019R001A | IN-10026019.A.1 | 1TNA130750P0812 | Partition wall 2 for step up depth MCD08 | 22 | 0 | 0 | 0 | 0 | 22 | 0 |  |  | Vendor Scope
1SYN226019R001A | IN-10026019.A.2 | 1TNA130750P0812 | Partition wall 2 for step up depth MCD08 | 0 | 0 | 0 | 0 | 0 | 0 | 0 |  |  | Vendor Scope
1SYN226019R002A | IN-10026019.A.3 | 1TNA130750P0812 | Partition wall 2 for step up depth MCD08 | 0 | 0 | 0 | 0 | 0 | 0 | 0 |  |  | Vendor Scope
1SYN426019R001A | IN-10026019.A.5 | 1TNA130750P0812 | Partition wall 2 for step up depth MCD08 | 0 | 0 | 0 | 0 | 0 | 0 | 0 |  |  | Vendor Scope
1SYN126019R001A | IN-10026019.A.1 | 1TNA130759P0001 | Meas.comp.device T=450, W08 | 3 | 0 | 0 | 0 | 0 | 3 | 0 |  |  | Vendor Scope
1SYN226019R001A | IN-10026019.A.2 | 1TNA130759P0001 | Meas.comp.device T=450, W08 | 0 | 0 | 0 | 0 | 0 | 0 | 0 |  |  | Vendor Scope
1SYN226019R002A | IN-10026019.A.3 | 1TNA130759P0001 | Meas.comp.device T=450, W08 | 0 | 0 | 0 | 0 | 0 | 0 | 0 |  |  | Vendor Scope
1SYN426019R001A | IN-10026019.A.5 | 1TNA130759P0001 | Meas.comp.device T=450, W08 | 0 | 0 | 0 | 0 | 0 | 0 | 0 |  |  | Vendor Scope
1SYN126019R001A | IN-10026019.A.1 | 1TNA130761P0001 | Meas.comp.device T=450 W10 | 1 | 0 | 0 | 0 | 0 | 1 | 0 |  |  | Vendor Scope
1SYN226019R001A | IN-10026019.A.2 | 1TNA130761P0001 | Meas.comp.device T=450 W10 | 0 | 0 | 0 | 0 | 0 | 0 | 0 |  |  | Vendor Scope
1SYN226019R002A | IN-10026019.A.3 | 1TNA130761P0001 | Meas.comp.device T=450 W10 | 0 | 0 | 0 | 0 | 0 | 0 | 0 |  |  | Vendor Scope
1SYN426019R001A | IN-10026019.A.5 | 1TNA130761P0001 | Meas.comp.device T=450 W10 | 0 | 0 | 0 | 0 | 0 | 0 | 0 |  |  | Vendor Scope
1SYN126019R001A | IN-10026019.A.1 | 1TNA130763P0001 | Meas.comp.device T=450 W12 | 2 | 0 | 0 | 0 | 0 | 2 | 0 |  |  | Vendor Scope
1SYN226019R001A | IN-10026019.A.2 | 1TNA130763P0001 | Meas.comp.device T=450 W12 | 0 | 0 | 0 | 0 | 0 | 0 | 0 |  |  | Vendor Scope
1SYN226019R002A | IN-10026019.A.3 | 1TNA130763P0001 | Meas.comp.device T=450 W12 | 0 | 0 | 0 | 0 | 0 | 0 | 0 |  |  | Vendor Scope
1SYN426019R001A | IN-10026019.A.5 | 1TNA130763P0001 | Meas.comp.device T=450 W12 | 0 | 0 | 0 | 0 | 0 | 0 | 0 |  |  | Vendor Scope
1SYN126019R001A | IN-10026019.A.1 | 1TNA130764P0001 | Meas.comp.device connection plate | 3 | 0 | 0 | 0 | 0 | 3 | 0 |  |  | Vendor Scope
1SYN226019R001A | IN-10026019.A.2 | 1TNA130764P0001 | Meas.comp.device connection plate | 0 | 0 | 0 | 0 | 0 | 0 | 0 |  |  | Vendor Scope
1SYN226019R002A | IN-10026019.A.3 | 1TNA130764P0001 | Meas.comp.device connection plate | 0 | 0 | 0 | 0 | 0 | 0 | 0 |  |  | Vendor Scope
1SYN426019R001A | IN-10026019.A.5 | 1TNA130764P0001 | Meas.comp.device connection plate | 0 | 0 | 0 | 0 | 0 | 0 | 0 |  |  | Vendor Scope
1SYN126019R001A | IN-10026019.A.1 | 1TNA130768P0010 | Metal form plate reinforce W10 | 1 | 0 | 0 | 0 | 0 | 1 | 0 |  |  | Vendor Scope
1SYN226019R001A | IN-10026019.A.2 | 1TNA130768P0010 | Metal form plate reinforce W10 | 0 | 0 | 0 | 0 | 0 | 0 | 0 |  |  | Vendor Scope
1SYN226019R002A | IN-10026019.A.3 | 1TNA130768P0010 | Metal form plate reinforce W10 | 0 | 0 | 0 | 0 | 0 | 0 | 0 |  |  | Vendor Scope
1SYN426019R001A | IN-10026019.A.5 | 1TNA130768P0010 | Metal form plate reinforce W10 | 0 | 0 | 0 | 0 | 0 | 0 | 0 |  |  | Vendor Scope
1SYN126019R001A | IN-10026019.A.1 | 1TNA130768P0012 | Metal form plate reinforce W12 | 2 | 0 | 0 | 0 | 0 | 2 | 0 |  |  | Vendor Scope
1SYN226019R001A | IN-10026019.A.2 | 1TNA130768P0012 | Metal form plate reinforce W12 | 0 | 0 | 0 | 0 | 0 | 0 | 0 |  |  | Vendor Scope
1SYN226019R002A | IN-10026019.A.3 | 1TNA130768P0012 | Metal form plate reinforce W12 | 0 | 0 | 0 | 0 | 0 | 0 | 0 |  |  | Vendor Scope
1SYN426019R001A | IN-10026019.A.5 | 1TNA130768P0012 | Metal form plate reinforce W12 | 0 | 0 | 0 | 0 | 0 | 0 | 0 |  |  | Vendor Scope
1SYN126019R001A | IN-10026019.A.1 | 1TNA130768P1010 | Metal form plate reinforce W10 | 2 | 0 | 0 | 0 | 0 | 2 | 0 |  |  | Vendor Scope
1SYN226019R001A | IN-10026019.A.2 | 1TNA130768P1010 | Metal form plate reinforce W10 | 0 | 0 | 0 | 0 | 0 | 0 | 0 |  |  | Vendor Scope
1SYN226019R002A | IN-10026019.A.3 | 1TNA130768P1010 | Metal form plate reinforce W10 | 0 | 0 | 0 | 0 | 0 | 0 | 0 |  |  | Vendor Scope
1SYN426019R001A | IN-10026019.A.5 | 1TNA130768P1010 | Metal form plate reinforce W10 | 0 | 0 | 0 | 0 | 0 | 0 | 0 |  |  | Vendor Scope
1SYN126019R001A | IN-10026019.A.1 | 1TNA130768P1012 | Metal form plate reinforce W12 | 4 | 0 | 0 | 0 | 0 | 4 | 0 |  |  | Vendor Scope
1SYN226019R001A | IN-10026019.A.2 | 1TNA130768P1012 | Metal form plate reinforce W12 | 0 | 0 | 0 | 0 | 0 | 0 | 0 |  |  | Vendor Scope
1SYN226019R002A | IN-10026019.A.3 | 1TNA130768P1012 | Metal form plate reinforce W12 | 0 | 0 | 0 | 0 | 0 | 0 | 0 |  |  | Vendor Scope
1SYN426019R001A | IN-10026019.A.5 | 1TNA130768P1012 | Metal form plate reinforce W12 | 0 | 0 | 0 | 0 | 0 | 0 | 0 |  |  | Vendor Scope
1SYN126019R001A | IN-10026019.A.1 | 1TNA130776P0801 | Apparatus plate 8E | 10 | 0 | 0 | 0 | 0 | 10 | 0 |  |  | Vendor Scope
1SYN226019R001A | IN-10026019.A.2 | 1TNA130776P0801 | Apparatus plate 8E | 0 | 0 | 0 | 0 | 0 | 0 | 0 |  |  | Vendor Scope
1SYN226019R002A | IN-10026019.A.3 | 1TNA130776P0801 | Apparatus plate 8E | 0 | 0 | 0 | 0 | 0 | 0 | 0 |  |  | Vendor Scope
1SYN426019R001A | IN-10026019.A.5 | 1TNA130776P0801 | Apparatus plate 8E | 0 | 0 | 0 | 0 | 0 | 0 | 0 |  |  | Vendor Scope
1SYN126019R001A | IN-10026019.A.1 | 1TNA130776P0805 | Apparatus plate 8E | 18 | 0 | 0 | 0 | 0 | 18 | 0 |  |  | Vendor Scope
1SYN226019R001A | IN-10026019.A.2 | 1TNA130776P0805 | Apparatus plate 8E | 14 | 0 | 0 | 0 | 0 | 14 | 0 |  |  | Vendor Scope
1SYN226019R002A | IN-10026019.A.3 | 1TNA130776P0805 | Apparatus plate 8E | 11 | 0 | 0 | 0 | 0 | 11 | 0 |  |  | Vendor Scope
1SYN426019R001A | IN-10026019.A.5 | 1TNA130776P0805 | Apparatus plate 8E | 0 | 0 | 0 | 0 | 0 | 0 | 0 |  |  | Vendor Scope
1SYN126019R001A | IN-10026019.A.1 | 1TNA130780P0003 | Module bottom pate 12E-24E for sotax in | 16 | 0 | 0 | 0 | 0 | 16 | 0 |  |  | Vendor Scope
1SYN226019R001A | IN-10026019.A.2 | 1TNA130780P0003 | Module bottom pate 12E-24E for sotax in | 0 | 0 | 0 | 0 | 0 | 0 | 0 |  |  | Vendor Scope
1SYN226019R002A | IN-10026019.A.3 | 1TNA130780P0003 | Module bottom pate 12E-24E for sotax in | 0 | 0 | 0 | 0 | 0 | 0 | 0 |  |  | Vendor Scope
1SYN426019R001A | IN-10026019.A.5 | 1TNA130780P0003 | Module bottom pate 12E-24E for sotax in | 0 | 0 | 0 | 0 | 0 | 0 | 0 |  |  | Vendor Scope
1SYN126019R001A | IN-10026019.A.1 | 1TNA130781P2004 | Bracket for sotax incoming | 16 | 0 | 0 | 0 | 0 | 16 | 0 |  |  | Vendor Scope
1SYN226019R001A | IN-10026019.A.2 | 1TNA130781P2004 | Bracket for sotax incoming | 0 | 0 | 0 | 0 | 0 | 0 | 0 |  |  | Vendor Scope
1SYN226019R002A | IN-10026019.A.3 | 1TNA130781P2004 | Bracket for sotax incoming | 0 | 0 | 0 | 0 | 0 | 0 | 0 |  |  | Vendor Scope
1SYN426019R001A | IN-10026019.A.5 | 1TNA130781P2004 | Bracket for sotax incoming | 0 | 0 | 0 | 0 | 0 | 0 | 0 |  |  | Vendor Scope
1SYN126019R001A | IN-10026019.A.1 | 1TNA130788P0001 | E6.2 support | 4 | 0 | 0 | 0 | 0 | 4 | 0 |  |  | Vendor Scope
1SYN226019R001A | IN-10026019.A.2 | 1TNA130788P0001 | E6.2 support | 0 | 0 | 0 | 0 | 0 | 0 | 0 |  |  | Vendor Scope
1SYN226019R002A | IN-10026019.A.3 | 1TNA130788P0001 | E6.2 support | 0 | 0 | 0 | 0 | 0 | 0 | 0 |  |  | Vendor Scope
1SYN426019R001A | IN-10026019.A.5 | 1TNA130788P0001 | E6.2 support | 0 | 0 | 0 | 0 | 0 | 0 | 0 |  |  | Vendor Scope
1SYN126019R001A | IN-10026019.A.1 | 1TNA130789P0001 | Halter support | 40 | 0 | 0 | 0 | 0 | 40 | 0 |  |  | Vendor Scope
1SYN226019R001A | IN-10026019.A.2 | 1TNA130789P0001 | Halter support | 0 | 0 | 0 | 0 | 0 | 0 | 0 |  |  | Vendor Scope
1SYN226019R002A | IN-10026019.A.3 | 1TNA130789P0001 | Halter support | 0 | 0 | 0 | 0 | 0 | 0 | 0 |  |  | Vendor Scope
1SYN426019R001A | IN-10026019.A.5 | 1TNA130789P0001 | Halter support | 0 | 0 | 0 | 0 | 0 | 0 | 0 |  |  | Vendor Scope
1SYN126019R001A | IN-10026019.A.1 | 1TNA130792P0012 | Protective cover under SPD comp. IO W12 | 2 | 0 | 0 | 0 | 0 | 2 | 0 |  |  | Vendor Scope
1SYN226019R001A | IN-10026019.A.2 | 1TNA130792P0012 | Protective cover under SPD comp. IO W12 | 0 | 0 | 0 | 0 | 0 | 0 | 0 |  |  | Vendor Scope
1SYN226019R002A | IN-10026019.A.3 | 1TNA130792P0012 | Protective cover under SPD comp. IO W12 | 0 | 0 | 0 | 0 | 0 | 0 | 0 |  |  | Vendor Scope
1SYN426019R001A | IN-10026019.A.5 | 1TNA130792P0012 | Protective cover under SPD comp. IO W12 | 0 | 0 | 0 | 0 | 0 | 0 | 0 |  |  | Vendor Scope
1SYN126019R001A | IN-10026019.A.1 | 1TNA130799P0001 | Bracket for Sotax OG | 8 | 0 | 0 | 0 | 0 | 8 | 0 |  |  | Vendor Scope
1SYN226019R001A | IN-10026019.A.2 | 1TNA130799P0001 | Bracket for Sotax OG | 0 | 0 | 0 | 0 | 0 | 0 | 0 |  |  | Vendor Scope
1SYN226019R002A | IN-10026019.A.3 | 1TNA130799P0001 | Bracket for Sotax OG | 0 | 0 | 0 | 0 | 0 | 0 | 0 |  |  | Vendor Scope
1SYN426019R001A | IN-10026019.A.5 | 1TNA130799P0001 | Bracket for Sotax OG | 0 | 0 | 0 | 0 | 0 | 0 | 0 |  |  | Vendor Scope
1SYN126019R001A | IN-10026019.A.1 | 1TNA130831P0001 | Bus tie H450 separation plate IP43 | 1 | 0 | 0 | 0 | 0 | 1 | 0 |  |  | Vendor Scope
1SYN226019R001A | IN-10026019.A.2 | 1TNA130831P0001 | Bus tie H450 separation plate IP43 | 0 | 0 | 0 | 0 | 0 | 0 | 0 |  |  | Vendor Scope
1SYN226019R002A | IN-10026019.A.3 | 1TNA130831P0001 | Bus tie H450 separation plate IP43 | 0 | 0 | 0 | 0 | 0 | 0 | 0 |  |  | Vendor Scope
1SYN426019R001A | IN-10026019.A.5 | 1TNA130831P0001 | Bus tie H450 separation plate IP43 | 0 | 0 | 0 | 0 | 0 | 0 | 0 |  |  | Vendor Scope
1SYN126019R001A | IN-10026019.A.1 | 1TNA130832P0001 | Bus tie H450 separation plate support | 1 | 0 | 0 | 0 | 0 | 1 | 0 |  |  | Vendor Scope
1SYN226019R001A | IN-10026019.A.2 | 1TNA130832P0001 | Bus tie H450 separation plate support | 0 | 0 | 0 | 0 | 0 | 0 | 0 |  |  | Vendor Scope
1SYN226019R002A | IN-10026019.A.3 | 1TNA130832P0001 | Bus tie H450 separation plate support | 0 | 0 | 0 | 0 | 0 | 0 | 0 |  |  | Vendor Scope
1SYN426019R001A | IN-10026019.A.5 | 1TNA130832P0001 | Bus tie H450 separation plate support | 0 | 0 | 0 | 0 | 0 | 0 | 0 |  |  | Vendor Scope
1SYN126019R001A | IN-10026019.A.1 | 1TNA130855P0002 | ACB LPLS cover with 2 locks E2.2-E6.2 | 7 | 0 | 0 | 0 | 0 | 7 | 0 |  |  | Vendor Scope
1SYN226019R001A | IN-10026019.A.2 | 1TNA130855P0002 | ACB LPLS cover with 2 locks E2.2-E6.2 | 0 | 0 | 0 | 0 | 0 | 0 | 0 |  |  | Vendor Scope
1SYN226019R002A | IN-10026019.A.3 | 1TNA130855P0002 | ACB LPLS cover with 2 locks E2.2-E6.2 | 0 | 0 | 0 | 0 | 0 | 0 | 0 |  |  | Vendor Scope
1SYN426019R001A | IN-10026019.A.5 | 1TNA130855P0002 | ACB LPLS cover with 2 locks E2.2-E6.2 | 0 | 0 | 0 | 0 | 0 | 0 | 0 |  |  | Vendor Scope
1SYN126019R001A | IN-10026019.A.1 | 1TNA130907P0001 | Main busbar support T06 3P/4P(L) | 0 | 0 | 0 | 0 | 0 | 0 | 0 | 1300002535 EASY CHINA (XIAMEN) TRADING CO., |  | ABB
1SYN226019R001A | IN-10026019.A.2 | 1TNA130907P0001 | Main busbar support T06 3P/4P(L) | 18 | 0 | 0 | 0 | 0 | 18 | 0 | 1300002535 EASY CHINA (XIAMEN) TRADING CO., |  | ABB
1SYN226019R002A | IN-10026019.A.3 | 1TNA130907P0001 | Main busbar support T06 3P/4P(L) | 0 | 0 | 0 | 0 | 0 | 0 | 0 | 1300002535 EASY CHINA (XIAMEN) TRADING CO., |  | ABB
1SYN426019R001A | IN-10026019.A.5 | 1TNA130907P0001 | Main busbar support T06 3P/4P(L) | 0 | 0 | 0 | 0 | 0 | 0 | 0 | 1300002535 EASY CHINA (XIAMEN) TRADING CO., |  | ABB
1SYN126019R001A | IN-10026019.A.1 | 1TNA130944P0001 | Top separation | 13 | 0 | 0 | 0 | 0 | 13 | 0 |  |  | Vendor Scope
1SYN226019R001A | IN-10026019.A.2 | 1TNA130944P0001 | Top separation | 9 | 0 | 0 | 0 | 0 | 9 | 0 |  |  | Vendor Scope
1SYN226019R002A | IN-10026019.A.3 | 1TNA130944P0001 | Top separation | 0 | 0 | 0 | 0 | 0 | 0 | 0 |  |  | Vendor Scope
1SYN426019R001A | IN-10026019.A.5 | 1TNA130944P0001 | Top separation | 0 | 0 | 0 | 0 | 0 | 0 | 0 |  |  | Vendor Scope
1SYN126019R001A | IN-10026019.A.1 | 1TNA130946P0001 | Partition wall support | 13 | 0 | 0 | 0 | 0 | 13 | 0 |  |  | Vendor Scope
1SYN226019R001A | IN-10026019.A.2 | 1TNA130946P0001 | Partition wall support | 9 | 0 | 0 | 0 | 0 | 9 | 0 |  |  | Vendor Scope
1SYN226019R002A | IN-10026019.A.3 | 1TNA130946P0001 | Partition wall support | 0 | 0 | 0 | 0 | 0 | 0 | 0 |  |  | Vendor Scope
1SYN426019R001A | IN-10026019.A.5 | 1TNA130946P0001 | Partition wall support | 0 | 0 | 0 | 0 | 0 | 0 | 0 |  |  | Vendor Scope
1SYN126019R001A | IN-10026019.A.1 | 1TNA130947P0001 | DBB metal support for Icw 100KA | 13 | 0 | 0 | 0 | 0 | 13 | 0 |  |  | Vendor Scope
1SYN226019R001A | IN-10026019.A.2 | 1TNA130947P0001 | DBB metal support for Icw 100KA | 0 | 0 | 0 | 0 | 0 | 0 | 0 |  |  | Vendor Scope
1SYN226019R002A | IN-10026019.A.3 | 1TNA130947P0001 | DBB metal support for Icw 100KA | 0 | 0 | 0 | 0 | 0 | 0 | 0 |  |  | Vendor Scope
1SYN426019R001A | IN-10026019.A.5 | 1TNA130947P0001 | DBB metal support for Icw 100KA | 0 | 0 | 0 | 0 | 0 | 0 | 0 |  |  | Vendor Scope
1SYN126019R001A | IN-10026019.A.1 | 1TNA130948P0001 | MBB separation MCD06 | 0 | 0 | 0 | 0 | 0 | 0 | 0 |  |  | Vendor Scope
1SYN226019R001A | IN-10026019.A.2 | 1TNA130948P0001 | MBB separation MCD06 | 9 | 0 | 0 | 0 | 0 | 9 | 0 |  |  | Vendor Scope
1SYN226019R002A | IN-10026019.A.3 | 1TNA130948P0001 | MBB separation MCD06 | 0 | 0 | 0 | 0 | 0 | 0 | 0 |  |  | Vendor Scope
1SYN426019R001A | IN-10026019.A.5 | 1TNA130948P0001 | MBB separation MCD06 | 0 | 0 | 0 | 0 | 0 | 0 | 0 |  |  | Vendor Scope
1SYN126019R001A | IN-10026019.A.1 | 1TNA130948P0002 | MBB separation MCD08 | 13 | 0 | 0 | 0 | 0 | 13 | 0 |  |  | Vendor Scope
1SYN226019R001A | IN-10026019.A.2 | 1TNA130948P0002 | MBB separation MCD08 | 0 | 0 | 0 | 0 | 0 | 0 | 0 |  |  | Vendor Scope
1SYN226019R002A | IN-10026019.A.3 | 1TNA130948P0002 | MBB separation MCD08 | 0 | 0 | 0 | 0 | 0 | 0 | 0 |  |  | Vendor Scope
1SYN426019R001A | IN-10026019.A.5 | 1TNA130948P0002 | MBB separation MCD08 | 0 | 0 | 0 | 0 | 0 | 0 | 0 |  |  | Vendor Scope
1SYN126019R001A | IN-10026019.A.1 | 1TNA130949P0001 | MFS support H250 | 0 | 0 | 0 | 0 | 0 | 0 | 0 |  |  | Vendor Scope
1SYN226019R001A | IN-10026019.A.2 | 1TNA130949P0001 | MFS support H250 | 9 | 0 | 0 | 0 | 0 | 9 | 0 |  |  | Vendor Scope
1SYN226019R002A | IN-10026019.A.3 | 1TNA130949P0001 | MFS support H250 | 0 | 0 | 0 | 0 | 0 | 0 | 0 |  |  | Vendor Scope
1SYN426019R001A | IN-10026019.A.5 | 1TNA130949P0001 | MFS support H250 | 0 | 0 | 0 | 0 | 0 | 0 | 0 |  |  | Vendor Scope
1SYN126019R001A | IN-10026019.A.1 | 1TNA130949P0003 | MFS support H450 | 13 | 0 | 0 | 0 | 0 | 13 | 0 |  |  | Vendor Scope
1SYN226019R001A | IN-10026019.A.2 | 1TNA130949P0003 | MFS support H450 | 0 | 0 | 0 | 0 | 0 | 0 | 0 |  |  | Vendor Scope
1SYN226019R002A | IN-10026019.A.3 | 1TNA130949P0003 | MFS support H450 | 0 | 0 | 0 | 0 | 0 | 0 | 0 |  |  | Vendor Scope
1SYN426019R001A | IN-10026019.A.5 | 1TNA130949P0003 | MFS support H450 | 0 | 0 | 0 | 0 | 0 | 0 | 0 |  |  | Vendor Scope
1SYN126019R001A | IN-10026019.A.1 | 1TNA130964P0002 | MFS gap closure for Full | 13 | 0 | 0 | 0 | 0 | 13 | 0 |  |  | Vendor Scope
1SYN226019R001A | IN-10026019.A.2 | 1TNA130964P0002 | MFS gap closure for Full | 9 | 0 | 0 | 0 | 0 | 9 | 0 |  |  | Vendor Scope
1SYN226019R002A | IN-10026019.A.3 | 1TNA130964P0002 | MFS gap closure for Full | 0 | 0 | 0 | 0 | 0 | 0 | 0 |  |  | Vendor Scope
1SYN426019R001A | IN-10026019.A.5 | 1TNA130964P0002 | MFS gap closure for Full | 0 | 0 | 0 | 0 | 0 | 0 | 0 |  |  | Vendor Scope
1SYN126019R001A | IN-10026019.A.1 | 1TNA130967P0002 | Compartment bottom plate >=4E | 55 | 0 | 0 | 0 | 0 | 55 | 0 |  |  | Vendor Scope
1SYN226019R001A | IN-10026019.A.2 | 1TNA130967P0002 | Compartment bottom plate >=4E | 53 | 0 | 0 | 0 | 0 | 53 | 0 |  |  | Vendor Scope
1SYN226019R002A | IN-10026019.A.3 | 1TNA130967P0002 | Compartment bottom plate >=4E | 0 | 0 | 0 | 0 | 0 | 0 | 0 |  |  | Vendor Scope
1SYN426019R001A | IN-10026019.A.5 | 1TNA130967P0002 | Compartment bottom plate >=4E | 0 | 0 | 0 | 0 | 0 | 0 | 0 |  |  | Vendor Scope
1SYN126019R001A | IN-10026019.A.1 | 1TNA130968P0001 | Partition wall for M.B. | 13 | 0 | 0 | 0 | 0 | 13 | 0 |  |  | Vendor Scope
1SYN226019R001A | IN-10026019.A.2 | 1TNA130968P0001 | Partition wall for M.B. | 9 | 0 | 0 | 0 | 0 | 9 | 0 |  |  | Vendor Scope
1SYN226019R002A | IN-10026019.A.3 | 1TNA130968P0001 | Partition wall for M.B. | 0 | 0 | 0 | 0 | 0 | 0 | 0 |  |  | Vendor Scope
1SYN426019R001A | IN-10026019.A.5 | 1TNA130968P0001 | Partition wall for M.B. | 0 | 0 | 0 | 0 | 0 | 0 | 0 |  |  | Vendor Scope
1SYN126019R001A | IN-10026019.A.1 | 1TNA130971P0001 | Rear wall bottom cover | 13 | 0 | 0 | 0 | 0 | 13 | 0 |  |  | Vendor Scope
1SYN226019R001A | IN-10026019.A.2 | 1TNA130971P0001 | Rear wall bottom cover | 9 | 0 | 0 | 0 | 0 | 9 | 0 |  |  | Vendor Scope
1SYN226019R002A | IN-10026019.A.3 | 1TNA130971P0001 | Rear wall bottom cover | 0 | 0 | 0 | 0 | 0 | 0 | 0 |  |  | Vendor Scope
1SYN426019R001A | IN-10026019.A.5 | 1TNA130971P0001 | Rear wall bottom cover | 0 | 0 | 0 | 0 | 0 | 0 | 0 |  |  | Vendor Scope
1SYN126019R001A | IN-10026019.A.1 | 1TNA130989P0002 | Support | 64 | 0 | 0 | 0 | 0 | 64 | 0 |  |  | Vendor Scope
1SYN226019R001A | IN-10026019.A.2 | 1TNA130989P0002 | Support | 0 | 0 | 0 | 0 | 0 | 0 | 0 |  |  | Vendor Scope
1SYN226019R002A | IN-10026019.A.3 | 1TNA130989P0002 | Support | 0 | 0 | 0 | 0 | 0 | 0 | 0 |  |  | Vendor Scope
1SYN426019R001A | IN-10026019.A.5 | 1TNA130989P0002 | Support | 0 | 0 | 0 | 0 | 0 | 0 | 0 |  |  | Vendor Scope
1SYN126019R001A | IN-10026019.A.1 | 1TNA130994P0002 | DBB metal support for Icw 100KA MCD8 | 13 | 0 | 0 | 0 | 0 | 13 | 0 |  |  | Vendor Scope
1SYN226019R001A | IN-10026019.A.2 | 1TNA130994P0002 | DBB metal support for Icw 100KA MCD8 | 0 | 0 | 0 | 0 | 0 | 0 | 0 |  |  | Vendor Scope
1SYN226019R002A | IN-10026019.A.3 | 1TNA130994P0002 | DBB metal support for Icw 100KA MCD8 | 0 | 0 | 0 | 0 | 0 | 0 | 0 |  |  | Vendor Scope
1SYN426019R001A | IN-10026019.A.5 | 1TNA130994P0002 | DBB metal support for Icw 100KA MCD8 | 0 | 0 | 0 | 0 | 0 | 0 | 0 |  |  | Vendor Scope
1SYN126019R001A | IN-10026019.A.1 | 1TNA131041P0001 | Support for one line hole PEN | 0 | 0 | 0 | 0 | 0 | 0 | 0 |  |  | Vendor Scope
1SYN226019R001A | IN-10026019.A.2 | 1TNA131041P0001 | Support for one line hole PEN | 24 | 0 | 0 | 0 | 0 | 24 | 0 |  |  | Vendor Scope
1SYN226019R002A | IN-10026019.A.3 | 1TNA131041P0001 | Support for one line hole PEN | 0 | 0 | 0 | 0 | 0 | 0 | 0 |  |  | Vendor Scope
1SYN426019R001A | IN-10026019.A.5 | 1TNA131041P0001 | Support for one line hole PEN | 0 | 0 | 0 | 0 | 0 | 0 | 0 |  |  | Vendor Scope
1SYN126019R001A | IN-10026019.A.1 | 1TNA131045P0001 | Support | 8 | 0 | 0 | 0 | 0 | 8 | 0 |  |  | Vendor Scope
1SYN226019R001A | IN-10026019.A.2 | 1TNA131045P0001 | Support | 0 | 0 | 0 | 0 | 0 | 0 | 0 |  |  | Vendor Scope
1SYN226019R002A | IN-10026019.A.3 | 1TNA131045P0001 | Support | 0 | 0 | 0 | 0 | 0 | 0 | 0 |  |  | Vendor Scope
1SYN426019R001A | IN-10026019.A.5 | 1TNA131045P0001 | Support | 0 | 0 | 0 | 0 | 0 | 0 | 0 |  |  | Vendor Scope
1SYN126019R001A | IN-10026019.A.1 | 1TNA131105P0002 | Vertical PE/PEN Support H25 Long | 26 | 0 | 0 | 0 | 0 | 26 | 0 |  |  | Vendor Scope
1SYN226019R001A | IN-10026019.A.2 | 1TNA131105P0002 | Vertical PE/PEN Support H25 Long | 0 | 0 | 0 | 0 | 0 | 0 | 0 |  |  | Vendor Scope
1SYN226019R002A | IN-10026019.A.3 | 1TNA131105P0002 | Vertical PE/PEN Support H25 Long | 0 | 0 | 0 | 0 | 0 | 0 | 0 |  |  | Vendor Scope
1SYN426019R001A | IN-10026019.A.5 | 1TNA131105P0002 | Vertical PE/PEN Support H25 Long | 0 | 0 | 0 | 0 | 0 | 0 | 0 |  |  | Vendor Scope
1SYN126019R001A | IN-10026019.A.1 | 1TNA131111P0002 | Cover for reinforced bar H450 Full | 13 | 0 | 0 | 0 | 0 | 13 | 0 |  |  | Vendor Scope
1SYN226019R001A | IN-10026019.A.2 | 1TNA131111P0002 | Cover for reinforced bar H450 Full | 0 | 0 | 0 | 0 | 0 | 0 | 0 |  |  | Vendor Scope
1SYN226019R002A | IN-10026019.A.3 | 1TNA131111P0002 | Cover for reinforced bar H450 Full | 0 | 0 | 0 | 0 | 0 | 0 | 0 |  |  | Vendor Scope
1SYN426019R001A | IN-10026019.A.5 | 1TNA131111P0002 | Cover for reinforced bar H450 Full | 0 | 0 | 0 | 0 | 0 | 0 | 0 |  |  | Vendor Scope
1SYN126019R001A | IN-10026019.A.1 | 1TNA131113P0001 | DBS separation plate for Full | 13 | 0 | 0 | 0 | 0 | 13 | 0 |  |  | Vendor Scope
1SYN226019R001A | IN-10026019.A.2 | 1TNA131113P0001 | DBS separation plate for Full | 0 | 0 | 0 | 0 | 0 | 0 | 0 |  |  | Vendor Scope
1SYN226019R002A | IN-10026019.A.3 | 1TNA131113P0001 | DBS separation plate for Full | 0 | 0 | 0 | 0 | 0 | 0 | 0 |  |  | Vendor Scope
1SYN426019R001A | IN-10026019.A.5 | 1TNA131113P0001 | DBS separation plate for Full | 0 | 0 | 0 | 0 | 0 | 0 | 0 |  |  | Vendor Scope
1SYN126019R001A | IN-10026019.A.1 | 1TNA230724P1420 | BUSBAR CUI-E 12-310 L2070 | 0 | 0 | 0 | 0 | 0 | 0 | 0 |  |  | Vendor Scope
1SYN226019R001A | IN-10026019.A.2 | 1TNA230724P1420 | BUSBAR CUI-E 12-310 L2070 | 0 | 0 | 0 | 0 | 0 | 0 | 0 |  |  | Vendor Scope
1SYN226019R002A | IN-10026019.A.3 | 1TNA230724P1420 | BUSBAR CUI-E 12-310 L2070 | 8 | 0 | 0 | 0 | 0 | 8 | 0 |  |  | Vendor Scope
1SYN426019R001A | IN-10026019.A.5 | 1TNA230724P1420 | BUSBAR CUI-E 12-310 L2070 | 0 | 0 | 0 | 0 | 0 | 0 | 0 |  |  | Vendor Scope
1SYN126019R001A | IN-10026019.A.1 | 1TNA230981P0001 | E4.2-4000A Connection Bar | 64 | 0 | 0 | 0 | 0 | 64 | 0 |  |  | Vendor Scope
1SYN226019R001A | IN-10026019.A.2 | 1TNA230981P0001 | E4.2-4000A Connection Bar | 0 | 0 | 0 | 0 | 0 | 0 | 0 |  |  | Vendor Scope
1SYN226019R002A | IN-10026019.A.3 | 1TNA230981P0001 | E4.2-4000A Connection Bar | 0 | 0 | 0 | 0 | 0 | 0 | 0 |  |  | Vendor Scope
1SYN426019R001A | IN-10026019.A.5 | 1TNA230981P0001 | E4.2-4000A Connection Bar | 0 | 0 | 0 | 0 | 0 | 0 | 0 |  |  | Vendor Scope
1SYN126019R001A | IN-10026019.A.1 | 1TNA230982P0001 | E4.2-40 B Connection Bar 10x100 | 4 | 0 | 0 | 0 | 0 | 4 | 0 |  |  | Vendor Scope
1SYN226019R001A | IN-10026019.A.2 | 1TNA230982P0001 | E4.2-40 B Connection Bar 10x100 | 0 | 0 | 0 | 0 | 0 | 0 | 0 |  |  | Vendor Scope
1SYN226019R002A | IN-10026019.A.3 | 1TNA230982P0001 | E4.2-40 B Connection Bar 10x100 | 0 | 0 | 0 | 0 | 0 | 0 | 0 |  |  | Vendor Scope
1SYN426019R001A | IN-10026019.A.5 | 1TNA230982P0001 | E4.2-40 B Connection Bar 10x100 | 0 | 0 | 0 | 0 | 0 | 0 | 0 |  |  | Vendor Scope
1SYN126019R001A | IN-10026019.A.1 | 1TNA230982P0002 | E4.2-40 B Connection Bar 10x100 | 4 | 0 | 0 | 0 | 0 | 4 | 0 |  |  | Vendor Scope
1SYN226019R001A | IN-10026019.A.2 | 1TNA230982P0002 | E4.2-40 B Connection Bar 10x100 | 0 | 0 | 0 | 0 | 0 | 0 | 0 |  |  | Vendor Scope
1SYN226019R002A | IN-10026019.A.3 | 1TNA230982P0002 | E4.2-40 B Connection Bar 10x100 | 0 | 0 | 0 | 0 | 0 | 0 | 0 |  |  | Vendor Scope
1SYN426019R001A | IN-10026019.A.5 | 1TNA230982P0002 | E4.2-40 B Connection Bar 10x100 | 0 | 0 | 0 | 0 | 0 | 0 | 0 |  |  | Vendor Scope
1SYN126019R001A | IN-10026019.A.1 | 1TNA230982P0003 | E4.2-40 B Connection Bar 10x100 | 4 | 0 | 0 | 0 | 0 | 4 | 0 |  |  | Vendor Scope
1SYN226019R001A | IN-10026019.A.2 | 1TNA230982P0003 | E4.2-40 B Connection Bar 10x100 | 0 | 0 | 0 | 0 | 0 | 0 | 0 |  |  | Vendor Scope
1SYN226019R002A | IN-10026019.A.3 | 1TNA230982P0003 | E4.2-40 B Connection Bar 10x100 | 0 | 0 | 0 | 0 | 0 | 0 | 0 |  |  | Vendor Scope
1SYN426019R001A | IN-10026019.A.5 | 1TNA230982P0003 | E4.2-40 B Connection Bar 10x100 | 0 | 0 | 0 | 0 | 0 | 0 | 0 |  |  | Vendor Scope
1SYN126019R001A | IN-10026019.A.1 | 1TNA230982P0004 | E4.2-40 B Connection Bar 10x100 | 4 | 0 | 0 | 0 | 0 | 4 | 0 |  |  | Vendor Scope
1SYN226019R001A | IN-10026019.A.2 | 1TNA230982P0004 | E4.2-40 B Connection Bar 10x100 | 0 | 0 | 0 | 0 | 0 | 0 | 0 |  |  | Vendor Scope
1SYN226019R002A | IN-10026019.A.3 | 1TNA230982P0004 | E4.2-40 B Connection Bar 10x100 | 0 | 0 | 0 | 0 | 0 | 0 | 0 |  |  | Vendor Scope
1SYN426019R001A | IN-10026019.A.5 | 1TNA230982P0004 | E4.2-40 B Connection Bar 10x100 | 0 | 0 | 0 | 0 | 0 | 0 | 0 |  |  | Vendor Scope
1SYN126019R001A | IN-10026019.A.1 | 1TNA230982P0007 | E4.2-40 C Connection Bar 10x100 | 4 | 0 | 0 | 0 | 0 | 4 | 0 |  |  | Vendor Scope
1SYN226019R001A | IN-10026019.A.2 | 1TNA230982P0007 | E4.2-40 C Connection Bar 10x100 | 0 | 0 | 0 | 0 | 0 | 0 | 0 |  |  | Vendor Scope
1SYN226019R002A | IN-10026019.A.3 | 1TNA230982P0007 | E4.2-40 C Connection Bar 10x100 | 0 | 0 | 0 | 0 | 0 | 0 | 0 |  |  | Vendor Scope
1SYN426019R001A | IN-10026019.A.5 | 1TNA230982P0007 | E4.2-40 C Connection Bar 10x100 | 0 | 0 | 0 | 0 | 0 | 0 | 0 |  |  | Vendor Scope
1SYN126019R001A | IN-10026019.A.1 | 1TNA230982P0011 | E4.2-40 A Connection Bar 10x100 | 4 | 0 | 0 | 0 | 0 | 4 | 0 |  |  | Vendor Scope
1SYN226019R001A | IN-10026019.A.2 | 1TNA230982P0011 | E4.2-40 A Connection Bar 10x100 | 0 | 0 | 0 | 0 | 0 | 0 | 0 |  |  | Vendor Scope
1SYN226019R002A | IN-10026019.A.3 | 1TNA230982P0011 | E4.2-40 A Connection Bar 10x100 | 0 | 0 | 0 | 0 | 0 | 0 | 0 |  |  | Vendor Scope
1SYN426019R001A | IN-10026019.A.5 | 1TNA230982P0011 | E4.2-40 A Connection Bar 10x100 | 0 | 0 | 0 | 0 | 0 | 0 | 0 |  |  | Vendor Scope
1SYN126019R001A | IN-10026019.A.1 | 1TNA230982P0012 | E4.2-40 A Connection Bar 10x100 | 4 | 0 | 0 | 0 | 0 | 4 | 0 |  |  | Vendor Scope
1SYN226019R001A | IN-10026019.A.2 | 1TNA230982P0012 | E4.2-40 A Connection Bar 10x100 | 0 | 0 | 0 | 0 | 0 | 0 | 0 |  |  | Vendor Scope
1SYN226019R002A | IN-10026019.A.3 | 1TNA230982P0012 | E4.2-40 A Connection Bar 10x100 | 0 | 0 | 0 | 0 | 0 | 0 | 0 |  |  | Vendor Scope
1SYN426019R001A | IN-10026019.A.5 | 1TNA230982P0012 | E4.2-40 A Connection Bar 10x100 | 0 | 0 | 0 | 0 | 0 | 0 | 0 |  |  | Vendor Scope
1SYN126019R001A | IN-10026019.A.1 | 1TNA230982P0013 | E4.2-40 A Connection Bar 10x100 | 4 | 0 | 0 | 0 | 0 | 4 | 0 |  |  | Vendor Scope
1SYN226019R001A | IN-10026019.A.2 | 1TNA230982P0013 | E4.2-40 A Connection Bar 10x100 | 0 | 0 | 0 | 0 | 0 | 0 | 0 |  |  | Vendor Scope
1SYN226019R002A | IN-10026019.A.3 | 1TNA230982P0013 | E4.2-40 A Connection Bar 10x100 | 0 | 0 | 0 | 0 | 0 | 0 | 0 |  |  | Vendor Scope
1SYN426019R001A | IN-10026019.A.5 | 1TNA230982P0013 | E4.2-40 A Connection Bar 10x100 | 0 | 0 | 0 | 0 | 0 | 0 | 0 |  |  | Vendor Scope
1SYN126019R001A | IN-10026019.A.1 | 1TNA230982P0014 | E4.2-40 A Connection Bar 10x100 | 4 | 0 | 0 | 0 | 0 | 4 | 0 |  |  | Vendor Scope
1SYN226019R001A | IN-10026019.A.2 | 1TNA230982P0014 | E4.2-40 A Connection Bar 10x100 | 0 | 0 | 0 | 0 | 0 | 0 | 0 |  |  | Vendor Scope
1SYN226019R002A | IN-10026019.A.3 | 1TNA230982P0014 | E4.2-40 A Connection Bar 10x100 | 0 | 0 | 0 | 0 | 0 | 0 | 0 |  |  | Vendor Scope
1SYN426019R001A | IN-10026019.A.5 | 1TNA230982P0014 | E4.2-40 A Connection Bar 10x100 | 0 | 0 | 0 | 0 | 0 | 0 | 0 |  |  | Vendor Scope
1SYN126019R001A | IN-10026019.A.1 | 1TNA231001P0001 | Angle set bar 160x10 | 24 | 0 | 0 | 0 | 0 | 24 | 0 |  |  | Vendor Scope
1SYN226019R001A | IN-10026019.A.2 | 1TNA231001P0001 | Angle set bar 160x10 | 0 | 0 | 0 | 0 | 0 | 0 | 0 |  |  | Vendor Scope
1SYN226019R002A | IN-10026019.A.3 | 1TNA231001P0001 | Angle set bar 160x10 | 0 | 0 | 0 | 0 | 0 | 0 | 0 |  |  | Vendor Scope
1SYN426019R001A | IN-10026019.A.5 | 1TNA231001P0001 | Angle set bar 160x10 | 0 | 0 | 0 | 0 | 0 | 0 | 0 |  |  | Vendor Scope
1SYN126019R001A | IN-10026019.A.1 | 1TNA231001P0002 | Angle set bar 160x10 | 24 | 0 | 0 | 0 | 0 | 24 | 0 |  |  | Vendor Scope
1SYN226019R001A | IN-10026019.A.2 | 1TNA231001P0002 | Angle set bar 160x10 | 0 | 0 | 0 | 0 | 0 | 0 | 0 |  |  | Vendor Scope
1SYN226019R002A | IN-10026019.A.3 | 1TNA231001P0002 | Angle set bar 160x10 | 0 | 0 | 0 | 0 | 0 | 0 | 0 |  |  | Vendor Scope
1SYN426019R001A | IN-10026019.A.5 | 1TNA231001P0002 | Angle set bar 160x10 | 0 | 0 | 0 | 0 | 0 | 0 | 0 |  |  | Vendor Scope
1SYN126019R001A | IN-10026019.A.1 | 1TNA231001P0003 | Angle set bar 160x10 | 24 | 0 | 0 | 0 | 0 | 24 | 0 |  |  | Vendor Scope
1SYN226019R001A | IN-10026019.A.2 | 1TNA231001P0003 | Angle set bar 160x10 | 0 | 0 | 0 | 0 | 0 | 0 | 0 |  |  | Vendor Scope
1SYN226019R002A | IN-10026019.A.3 | 1TNA231001P0003 | Angle set bar 160x10 | 0 | 0 | 0 | 0 | 0 | 0 | 0 |  |  | Vendor Scope
1SYN426019R001A | IN-10026019.A.5 | 1TNA231001P0003 | Angle set bar 160x10 | 0 | 0 | 0 | 0 | 0 | 0 | 0 |  |  | Vendor Scope
1SYN126019R001A | IN-10026019.A.1 | 1TNA231001P1001 | Angle set bar 160x10 | 20 | 0 | 0 | 0 | 0 | 20 | 0 |  |  | Vendor Scope
1SYN226019R001A | IN-10026019.A.2 | 1TNA231001P1001 | Angle set bar 160x10 | 0 | 0 | 0 | 0 | 0 | 0 | 0 |  |  | Vendor Scope
1SYN226019R002A | IN-10026019.A.3 | 1TNA231001P1001 | Angle set bar 160x10 | 0 | 0 | 0 | 0 | 0 | 0 | 0 |  |  | Vendor Scope
1SYN426019R001A | IN-10026019.A.5 | 1TNA231001P1001 | Angle set bar 160x10 | 0 | 0 | 0 | 0 | 0 | 0 | 0 |  |  | Vendor Scope
1SYN126019R001A | IN-10026019.A.1 | 1TNA231001P1002 | Angle set bar 160x10 | 20 | 0 | 0 | 0 | 0 | 20 | 0 |  |  | Vendor Scope
1SYN226019R001A | IN-10026019.A.2 | 1TNA231001P1002 | Angle set bar 160x10 | 0 | 0 | 0 | 0 | 0 | 0 | 0 |  |  | Vendor Scope
1SYN226019R002A | IN-10026019.A.3 | 1TNA231001P1002 | Angle set bar 160x10 | 0 | 0 | 0 | 0 | 0 | 0 | 0 |  |  | Vendor Scope
1SYN426019R001A | IN-10026019.A.5 | 1TNA231001P1002 | Angle set bar 160x10 | 0 | 0 | 0 | 0 | 0 | 0 | 0 |  |  | Vendor Scope
1SYN126019R001A | IN-10026019.A.1 | 1TNA231001P1003 | Angle set bar 160x10 | 20 | 0 | 0 | 0 | 0 | 20 | 0 |  |  | Vendor Scope
1SYN226019R001A | IN-10026019.A.2 | 1TNA231001P1003 | Angle set bar 160x10 | 0 | 0 | 0 | 0 | 0 | 0 | 0 |  |  | Vendor Scope
1SYN226019R002A | IN-10026019.A.3 | 1TNA231001P1003 | Angle set bar 160x10 | 0 | 0 | 0 | 0 | 0 | 0 | 0 |  |  | Vendor Scope
1SYN426019R001A | IN-10026019.A.5 | 1TNA231001P1003 | Angle set bar 160x10 | 0 | 0 | 0 | 0 | 0 | 0 | 0 |  |  | Vendor Scope
1SYN126019R001A | IN-10026019.A.1 | 1TNA231001P2001 | Angle set bar 160x10 | 4 | 0 | 0 | 0 | 0 | 4 | 0 |  |  | Vendor Scope
1SYN226019R001A | IN-10026019.A.2 | 1TNA231001P2001 | Angle set bar 160x10 | 0 | 0 | 0 | 0 | 0 | 0 | 0 |  |  | Vendor Scope
1SYN226019R002A | IN-10026019.A.3 | 1TNA231001P2001 | Angle set bar 160x10 | 0 | 0 | 0 | 0 | 0 | 0 | 0 |  |  | Vendor Scope
1SYN426019R001A | IN-10026019.A.5 | 1TNA231001P2001 | Angle set bar 160x10 | 0 | 0 | 0 | 0 | 0 | 0 | 0 |  |  | Vendor Scope
1SYN126019R001A | IN-10026019.A.1 | 1TNA231001P2002 | Angle set bar 160x10 | 4 | 0 | 0 | 0 | 0 | 4 | 0 |  |  | Vendor Scope
1SYN226019R001A | IN-10026019.A.2 | 1TNA231001P2002 | Angle set bar 160x10 | 0 | 0 | 0 | 0 | 0 | 0 | 0 |  |  | Vendor Scope
1SYN226019R002A | IN-10026019.A.3 | 1TNA231001P2002 | Angle set bar 160x10 | 0 | 0 | 0 | 0 | 0 | 0 | 0 |  |  | Vendor Scope
1SYN426019R001A | IN-10026019.A.5 | 1TNA231001P2002 | Angle set bar 160x10 | 0 | 0 | 0 | 0 | 0 | 0 | 0 |  |  | Vendor Scope
1SYN126019R001A | IN-10026019.A.1 | 1TNA231001P2003 | Angle set bar 160x10 | 4 | 0 | 0 | 0 | 0 | 4 | 0 |  |  | Vendor Scope
1SYN226019R001A | IN-10026019.A.2 | 1TNA231001P2003 | Angle set bar 160x10 | 0 | 0 | 0 | 0 | 0 | 0 | 0 |  |  | Vendor Scope
1SYN226019R002A | IN-10026019.A.3 | 1TNA231001P2003 | Angle set bar 160x10 | 0 | 0 | 0 | 0 | 0 | 0 | 0 |  |  | Vendor Scope
1SYN426019R001A | IN-10026019.A.5 | 1TNA231001P2003 | Angle set bar 160x10 | 0 | 0 | 0 | 0 | 0 | 0 | 0 |  |  | Vendor Scope
1SYN126019R001A | IN-10026019.A.1 | 1TNA231002P3001 | Angle set bar 120x10 E6.2-63 | 30 | 0 | 0 | 0 | 0 | 30 | 0 |  |  | Vendor Scope
1SYN226019R001A | IN-10026019.A.2 | 1TNA231002P3001 | Angle set bar 120x10 E6.2-63 | 0 | 0 | 0 | 0 | 0 | 0 | 0 |  |  | Vendor Scope
1SYN226019R002A | IN-10026019.A.3 | 1TNA231002P3001 | Angle set bar 120x10 E6.2-63 | 0 | 0 | 0 | 0 | 0 | 0 | 0 |  |  | Vendor Scope
1SYN426019R001A | IN-10026019.A.5 | 1TNA231002P3001 | Angle set bar 120x10 E6.2-63 | 0 | 0 | 0 | 0 | 0 | 0 | 0 |  |  | Vendor Scope
1SYN126019R001A | IN-10026019.A.1 | 1TNA231003P0001 | Angle set A bar 120x10 E6.2-63 | 3 | 0 | 0 | 0 | 0 | 3 | 0 |  |  | Vendor Scope
1SYN226019R001A | IN-10026019.A.2 | 1TNA231003P0001 | Angle set A bar 120x10 E6.2-63 | 0 | 0 | 0 | 0 | 0 | 0 | 0 |  |  | Vendor Scope
1SYN226019R002A | IN-10026019.A.3 | 1TNA231003P0001 | Angle set A bar 120x10 E6.2-63 | 0 | 0 | 0 | 0 | 0 | 0 | 0 |  |  | Vendor Scope
1SYN426019R001A | IN-10026019.A.5 | 1TNA231003P0001 | Angle set A bar 120x10 E6.2-63 | 0 | 0 | 0 | 0 | 0 | 0 | 0 |  |  | Vendor Scope
1SYN126019R001A | IN-10026019.A.1 | 1TNA231003P0002 | Angle set A bar 120x10 E6.2-63 | 9 | 0 | 0 | 0 | 0 | 9 | 0 |  |  | Vendor Scope
1SYN226019R001A | IN-10026019.A.2 | 1TNA231003P0002 | Angle set A bar 120x10 E6.2-63 | 0 | 0 | 0 | 0 | 0 | 0 | 0 |  |  | Vendor Scope
1SYN226019R002A | IN-10026019.A.3 | 1TNA231003P0002 | Angle set A bar 120x10 E6.2-63 | 0 | 0 | 0 | 0 | 0 | 0 | 0 |  |  | Vendor Scope
1SYN426019R001A | IN-10026019.A.5 | 1TNA231003P0002 | Angle set A bar 120x10 E6.2-63 | 0 | 0 | 0 | 0 | 0 | 0 | 0 |  |  | Vendor Scope
1SYN126019R001A | IN-10026019.A.1 | 1TNA231003P0003 | Angle set A bar 120x10 E6.2-63 | 3 | 0 | 0 | 0 | 0 | 3 | 0 |  |  | Vendor Scope
1SYN226019R001A | IN-10026019.A.2 | 1TNA231003P0003 | Angle set A bar 120x10 E6.2-63 | 0 | 0 | 0 | 0 | 0 | 0 | 0 |  |  | Vendor Scope
1SYN226019R002A | IN-10026019.A.3 | 1TNA231003P0003 | Angle set A bar 120x10 E6.2-63 | 0 | 0 | 0 | 0 | 0 | 0 | 0 |  |  | Vendor Scope
1SYN426019R001A | IN-10026019.A.5 | 1TNA231003P0003 | Angle set A bar 120x10 E6.2-63 | 0 | 0 | 0 | 0 | 0 | 0 | 0 |  |  | Vendor Scope
1SYN126019R001A | IN-10026019.A.1 | 1TNA231003P1001 | Bus tie bar 120x10 E6.2-63 | 1 | 0 | 0 | 0 | 0 | 1 | 0 |  |  | Vendor Scope
1SYN226019R001A | IN-10026019.A.2 | 1TNA231003P1001 | Bus tie bar 120x10 E6.2-63 | 0 | 0 | 0 | 0 | 0 | 0 | 0 |  |  | Vendor Scope
1SYN226019R002A | IN-10026019.A.3 | 1TNA231003P1001 | Bus tie bar 120x10 E6.2-63 | 0 | 0 | 0 | 0 | 0 | 0 | 0 |  |  | Vendor Scope
1SYN426019R001A | IN-10026019.A.5 | 1TNA231003P1001 | Bus tie bar 120x10 E6.2-63 | 0 | 0 | 0 | 0 | 0 | 0 | 0 |  |  | Vendor Scope
1SYN126019R001A | IN-10026019.A.1 | 1TNA231003P1002 | Bus tie bar 120x10 E6.2-63 | 3 | 0 | 0 | 0 | 0 | 3 | 0 |  |  | Vendor Scope
1SYN226019R001A | IN-10026019.A.2 | 1TNA231003P1002 | Bus tie bar 120x10 E6.2-63 | 0 | 0 | 0 | 0 | 0 | 0 | 0 |  |  | Vendor Scope
1SYN226019R002A | IN-10026019.A.3 | 1TNA231003P1002 | Bus tie bar 120x10 E6.2-63 | 0 | 0 | 0 | 0 | 0 | 0 | 0 |  |  | Vendor Scope
1SYN426019R001A | IN-10026019.A.5 | 1TNA231003P1002 | Bus tie bar 120x10 E6.2-63 | 0 | 0 | 0 | 0 | 0 | 0 | 0 |  |  | Vendor Scope
1SYN126019R001A | IN-10026019.A.1 | 1TNA231003P1003 | Bus tie bar 120x10 E6.2-63 | 1 | 0 | 0 | 0 | 0 | 1 | 0 |  |  | Vendor Scope
1SYN226019R001A | IN-10026019.A.2 | 1TNA231003P1003 | Bus tie bar 120x10 E6.2-63 | 0 | 0 | 0 | 0 | 0 | 0 | 0 |  |  | Vendor Scope
1SYN226019R002A | IN-10026019.A.3 | 1TNA231003P1003 | Bus tie bar 120x10 E6.2-63 | 0 | 0 | 0 | 0 | 0 | 0 | 0 |  |  | Vendor Scope
1SYN426019R001A | IN-10026019.A.5 | 1TNA231003P1003 | Bus tie bar 120x10 E6.2-63 | 0 | 0 | 0 | 0 | 0 | 0 | 0 |  |  | Vendor Scope
1SYN126019R001A | IN-10026019.A.1 | 1TNA231003P2001 | E6.2-63 Connection Bar | 3 | 0 | 0 | 0 | 0 | 3 | 0 |  |  | Vendor Scope
1SYN226019R001A | IN-10026019.A.2 | 1TNA231003P2001 | E6.2-63 Connection Bar | 0 | 0 | 0 | 0 | 0 | 0 | 0 |  |  | Vendor Scope
1SYN226019R002A | IN-10026019.A.3 | 1TNA231003P2001 | E6.2-63 Connection Bar | 0 | 0 | 0 | 0 | 0 | 0 | 0 |  |  | Vendor Scope
1SYN426019R001A | IN-10026019.A.5 | 1TNA231003P2001 | E6.2-63 Connection Bar | 0 | 0 | 0 | 0 | 0 | 0 | 0 |  |  | Vendor Scope
1SYN126019R001A | IN-10026019.A.1 | 1TNA231003P2002 | E6.2-63 Connection Bar | 1 | 0 | 0 | 0 | 0 | 1 | 0 |  |  | Vendor Scope
1SYN226019R001A | IN-10026019.A.2 | 1TNA231003P2002 | E6.2-63 Connection Bar | 0 | 0 | 0 | 0 | 0 | 0 | 0 |  |  | Vendor Scope
1SYN226019R002A | IN-10026019.A.3 | 1TNA231003P2002 | E6.2-63 Connection Bar | 0 | 0 | 0 | 0 | 0 | 0 | 0 |  |  | Vendor Scope
1SYN426019R001A | IN-10026019.A.5 | 1TNA231003P2002 | E6.2-63 Connection Bar | 0 | 0 | 0 | 0 | 0 | 0 | 0 |  |  | Vendor Scope
1SYN126019R001A | IN-10026019.A.1 | 1TNA231003P2003 | E6.2-63 Connection Bar | 1 | 0 | 0 | 0 | 0 | 1 | 0 |  |  | Vendor Scope
1SYN226019R001A | IN-10026019.A.2 | 1TNA231003P2003 | E6.2-63 Connection Bar | 0 | 0 | 0 | 0 | 0 | 0 | 0 |  |  | Vendor Scope
1SYN226019R002A | IN-10026019.A.3 | 1TNA231003P2003 | E6.2-63 Connection Bar | 0 | 0 | 0 | 0 | 0 | 0 | 0 |  |  | Vendor Scope
1SYN426019R001A | IN-10026019.A.5 | 1TNA231003P2003 | E6.2-63 Connection Bar | 0 | 0 | 0 | 0 | 0 | 0 | 0 |  |  | Vendor Scope
1SYN126019R001A | IN-10026019.A.1 | 1TNA231004P2001 | Angle set bar 120x10 E6.2-40-63-B | 2 | 0 | 0 | 0 | 0 | 2 | 0 |  |  | Vendor Scope
1SYN226019R001A | IN-10026019.A.2 | 1TNA231004P2001 | Angle set bar 120x10 E6.2-40-63-B | 0 | 0 | 0 | 0 | 0 | 0 | 0 |  |  | Vendor Scope
1SYN226019R002A | IN-10026019.A.3 | 1TNA231004P2001 | Angle set bar 120x10 E6.2-40-63-B | 0 | 0 | 0 | 0 | 0 | 0 | 0 |  |  | Vendor Scope
1SYN426019R001A | IN-10026019.A.5 | 1TNA231004P2001 | Angle set bar 120x10 E6.2-40-63-B | 0 | 0 | 0 | 0 | 0 | 0 | 0 |  |  | Vendor Scope
1SYN126019R001A | IN-10026019.A.1 | 1TNA231004P2002 | Angle set bar 120x10 E6.2-40-63-B | 2 | 0 | 0 | 0 | 0 | 2 | 0 |  |  | Vendor Scope
1SYN226019R001A | IN-10026019.A.2 | 1TNA231004P2002 | Angle set bar 120x10 E6.2-40-63-B | 0 | 0 | 0 | 0 | 0 | 0 | 0 |  |  | Vendor Scope
1SYN226019R002A | IN-10026019.A.3 | 1TNA231004P2002 | Angle set bar 120x10 E6.2-40-63-B | 0 | 0 | 0 | 0 | 0 | 0 | 0 |  |  | Vendor Scope
1SYN426019R001A | IN-10026019.A.5 | 1TNA231004P2002 | Angle set bar 120x10 E6.2-40-63-B | 0 | 0 | 0 | 0 | 0 | 0 | 0 |  |  | Vendor Scope
1SYN126019R001A | IN-10026019.A.1 | 1TNA231004P2003 | Angle set bar 120x10 E6.2-40-63-B | 2 | 0 | 0 | 0 | 0 | 2 | 0 |  |  | Vendor Scope
1SYN226019R001A | IN-10026019.A.2 | 1TNA231004P2003 | Angle set bar 120x10 E6.2-40-63-B | 0 | 0 | 0 | 0 | 0 | 0 | 0 |  |  | Vendor Scope
1SYN226019R002A | IN-10026019.A.3 | 1TNA231004P2003 | Angle set bar 120x10 E6.2-40-63-B | 0 | 0 | 0 | 0 | 0 | 0 | 0 |  |  | Vendor Scope
1SYN426019R001A | IN-10026019.A.5 | 1TNA231004P2003 | Angle set bar 120x10 E6.2-40-63-B | 0 | 0 | 0 | 0 | 0 | 0 | 0 |  |  | Vendor Scope
1SYN126019R001A | IN-10026019.A.1 | 1TNA231004P2004 | Angle set bar 120x10 E6.2-40-63-B | 2 | 0 | 0 | 0 | 0 | 2 | 0 |  |  | Vendor Scope
1SYN226019R001A | IN-10026019.A.2 | 1TNA231004P2004 | Angle set bar 120x10 E6.2-40-63-B | 0 | 0 | 0 | 0 | 0 | 0 | 0 |  |  | Vendor Scope
1SYN226019R002A | IN-10026019.A.3 | 1TNA231004P2004 | Angle set bar 120x10 E6.2-40-63-B | 0 | 0 | 0 | 0 | 0 | 0 | 0 |  |  | Vendor Scope
1SYN426019R001A | IN-10026019.A.5 | 1TNA231004P2004 | Angle set bar 120x10 E6.2-40-63-B | 0 | 0 | 0 | 0 | 0 | 0 | 0 |  |  | Vendor Scope
1SYN126019R001A | IN-10026019.A.1 | 1TNA231004P2005 | Angle set bar 120x10 E6.2-40-63-B | 2 | 0 | 0 | 0 | 0 | 2 | 0 |  |  | Vendor Scope
1SYN226019R001A | IN-10026019.A.2 | 1TNA231004P2005 | Angle set bar 120x10 E6.2-40-63-B | 0 | 0 | 0 | 0 | 0 | 0 | 0 |  |  | Vendor Scope
1SYN226019R002A | IN-10026019.A.3 | 1TNA231004P2005 | Angle set bar 120x10 E6.2-40-63-B | 0 | 0 | 0 | 0 | 0 | 0 | 0 |  |  | Vendor Scope
1SYN426019R001A | IN-10026019.A.5 | 1TNA231004P2005 | Angle set bar 120x10 E6.2-40-63-B | 0 | 0 | 0 | 0 | 0 | 0 | 0 |  |  | Vendor Scope
1SYN126019R001A | IN-10026019.A.1 | 1TNA231005P1001 | Angle set C bar E6.2 bus tie | 1 | 0 | 0 | 0 | 0 | 1 | 0 |  |  | Vendor Scope
1SYN226019R001A | IN-10026019.A.2 | 1TNA231005P1001 | Angle set C bar E6.2 bus tie | 0 | 0 | 0 | 0 | 0 | 0 | 0 |  |  | Vendor Scope
1SYN226019R002A | IN-10026019.A.3 | 1TNA231005P1001 | Angle set C bar E6.2 bus tie | 0 | 0 | 0 | 0 | 0 | 0 | 0 |  |  | Vendor Scope
1SYN426019R001A | IN-10026019.A.5 | 1TNA231005P1001 | Angle set C bar E6.2 bus tie | 0 | 0 | 0 | 0 | 0 | 0 | 0 |  |  | Vendor Scope
1SYN126019R001A | IN-10026019.A.1 | 1TNA231005P1002 | Angle set C bar E6.2 bus tie | 1 | 0 | 0 | 0 | 0 | 1 | 0 |  |  | Vendor Scope
1SYN226019R001A | IN-10026019.A.2 | 1TNA231005P1002 | Angle set C bar E6.2 bus tie | 0 | 0 | 0 | 0 | 0 | 0 | 0 |  |  | Vendor Scope
1SYN226019R002A | IN-10026019.A.3 | 1TNA231005P1002 | Angle set C bar E6.2 bus tie | 0 | 0 | 0 | 0 | 0 | 0 | 0 |  |  | Vendor Scope
1SYN426019R001A | IN-10026019.A.5 | 1TNA231005P1002 | Angle set C bar E6.2 bus tie | 0 | 0 | 0 | 0 | 0 | 0 | 0 |  |  | Vendor Scope
1SYN126019R001A | IN-10026019.A.1 | 1TNA231005P1003 | Angle set C bar E6.2 bus tie | 1 | 0 | 0 | 0 | 0 | 1 | 0 |  |  | Vendor Scope
1SYN226019R001A | IN-10026019.A.2 | 1TNA231005P1003 | Angle set C bar E6.2 bus tie | 0 | 0 | 0 | 0 | 0 | 0 | 0 |  |  | Vendor Scope
1SYN226019R002A | IN-10026019.A.3 | 1TNA231005P1003 | Angle set C bar E6.2 bus tie | 0 | 0 | 0 | 0 | 0 | 0 | 0 |  |  | Vendor Scope
1SYN426019R001A | IN-10026019.A.5 | 1TNA231005P1003 | Angle set C bar E6.2 bus tie | 0 | 0 | 0 | 0 | 0 | 0 | 0 |  |  | Vendor Scope
1SYN126019R001A | IN-10026019.A.1 | 1TNA231005P1004 | Angle set C bar E6.2 bus tie | 1 | 0 | 0 | 0 | 0 | 1 | 0 |  |  | Vendor Scope
1SYN226019R001A | IN-10026019.A.2 | 1TNA231005P1004 | Angle set C bar E6.2 bus tie | 0 | 0 | 0 | 0 | 0 | 0 | 0 |  |  | Vendor Scope
1SYN226019R002A | IN-10026019.A.3 | 1TNA231005P1004 | Angle set C bar E6.2 bus tie | 0 | 0 | 0 | 0 | 0 | 0 | 0 |  |  | Vendor Scope
1SYN426019R001A | IN-10026019.A.5 | 1TNA231005P1004 | Angle set C bar E6.2 bus tie | 0 | 0 | 0 | 0 | 0 | 0 | 0 |  |  | Vendor Scope
1SYN126019R001A | IN-10026019.A.1 | 1TNA231005P1005 | Angle set C bar E6.2 bus tie | 1 | 0 | 0 | 0 | 0 | 1 | 0 |  |  | Vendor Scope
1SYN226019R001A | IN-10026019.A.2 | 1TNA231005P1005 | Angle set C bar E6.2 bus tie | 0 | 0 | 0 | 0 | 0 | 0 | 0 |  |  | Vendor Scope
1SYN226019R002A | IN-10026019.A.3 | 1TNA231005P1005 | Angle set C bar E6.2 bus tie | 0 | 0 | 0 | 0 | 0 | 0 | 0 |  |  | Vendor Scope
1SYN426019R001A | IN-10026019.A.5 | 1TNA231005P1005 | Angle set C bar E6.2 bus tie | 0 | 0 | 0 | 0 | 0 | 0 | 0 |  |  | Vendor Scope
1SYN126019R001A | IN-10026019.A.1 | 1TNA231005P2001 | Angle set C bar E6.2 bus tie | 1 | 0 | 0 | 0 | 0 | 1 | 0 |  |  | Vendor Scope
1SYN226019R001A | IN-10026019.A.2 | 1TNA231005P2001 | Angle set C bar E6.2 bus tie | 0 | 0 | 0 | 0 | 0 | 0 | 0 |  |  | Vendor Scope
1SYN226019R002A | IN-10026019.A.3 | 1TNA231005P2001 | Angle set C bar E6.2 bus tie | 0 | 0 | 0 | 0 | 0 | 0 | 0 |  |  | Vendor Scope
1SYN426019R001A | IN-10026019.A.5 | 1TNA231005P2001 | Angle set C bar E6.2 bus tie | 0 | 0 | 0 | 0 | 0 | 0 | 0 |  |  | Vendor Scope
1SYN126019R001A | IN-10026019.A.1 | 1TNA231005P2004 | Angle set C bar E6.2 bus tie | 1 | 0 | 0 | 0 | 0 | 1 | 0 |  |  | Vendor Scope
1SYN226019R001A | IN-10026019.A.2 | 1TNA231005P2004 | Angle set C bar E6.2 bus tie | 0 | 0 | 0 | 0 | 0 | 0 | 0 |  |  | Vendor Scope
1SYN226019R002A | IN-10026019.A.3 | 1TNA231005P2004 | Angle set C bar E6.2 bus tie | 0 | 0 | 0 | 0 | 0 | 0 | 0 |  |  | Vendor Scope
1SYN426019R001A | IN-10026019.A.5 | 1TNA231005P2004 | Angle set C bar E6.2 bus tie | 0 | 0 | 0 | 0 | 0 | 0 | 0 |  |  | Vendor Scope
1SYN126019R001A | IN-10026019.A.1 | 1TNA231006P0002 | IO set connection bar 120x10 | 40 | 0 | 0 | 0 | 0 | 40 | 0 |  |  | Vendor Scope
1SYN226019R001A | IN-10026019.A.2 | 1TNA231006P0002 | IO set connection bar 120x10 | 0 | 0 | 0 | 0 | 0 | 0 | 0 |  |  | Vendor Scope
1SYN226019R002A | IN-10026019.A.3 | 1TNA231006P0002 | IO set connection bar 120x10 | 0 | 0 | 0 | 0 | 0 | 0 | 0 |  |  | Vendor Scope
1SYN426019R001A | IN-10026019.A.5 | 1TNA231006P0002 | IO set connection bar 120x10 | 0 | 0 | 0 | 0 | 0 | 0 | 0 |  |  | Vendor Scope
1SYN126019R001A | IN-10026019.A.1 | 1TNA231015P0001 | E6.2-63 bus tie bar 120x10 | 1 | 0 | 0 | 0 | 0 | 1 | 0 |  |  | Vendor Scope
1SYN226019R001A | IN-10026019.A.2 | 1TNA231015P0001 | E6.2-63 bus tie bar 120x10 | 0 | 0 | 0 | 0 | 0 | 0 | 0 |  |  | Vendor Scope
1SYN226019R002A | IN-10026019.A.3 | 1TNA231015P0001 | E6.2-63 bus tie bar 120x10 | 0 | 0 | 0 | 0 | 0 | 0 | 0 |  |  | Vendor Scope
1SYN426019R001A | IN-10026019.A.5 | 1TNA231015P0001 | E6.2-63 bus tie bar 120x10 | 0 | 0 | 0 | 0 | 0 | 0 | 0 |  |  | Vendor Scope
1SYN126019R001A | IN-10026019.A.1 | 1TNA231015P0002 | E6.2-63 bus tie bar 120x10 | 1 | 0 | 0 | 0 | 0 | 1 | 0 |  |  | Vendor Scope
1SYN226019R001A | IN-10026019.A.2 | 1TNA231015P0002 | E6.2-63 bus tie bar 120x10 | 0 | 0 | 0 | 0 | 0 | 0 | 0 |  |  | Vendor Scope
1SYN226019R002A | IN-10026019.A.3 | 1TNA231015P0002 | E6.2-63 bus tie bar 120x10 | 0 | 0 | 0 | 0 | 0 | 0 | 0 |  |  | Vendor Scope
1SYN426019R001A | IN-10026019.A.5 | 1TNA231015P0002 | E6.2-63 bus tie bar 120x10 | 0 | 0 | 0 | 0 | 0 | 0 | 0 |  |  | Vendor Scope
1SYN126019R001A | IN-10026019.A.1 | 1TNA231015P0003 | E6.2-63 bus tie bar 120x10 | 1 | 0 | 0 | 0 | 0 | 1 | 0 |  |  | Vendor Scope
1SYN226019R001A | IN-10026019.A.2 | 1TNA231015P0003 | E6.2-63 bus tie bar 120x10 | 0 | 0 | 0 | 0 | 0 | 0 | 0 |  |  | Vendor Scope
1SYN226019R002A | IN-10026019.A.3 | 1TNA231015P0003 | E6.2-63 bus tie bar 120x10 | 0 | 0 | 0 | 0 | 0 | 0 | 0 |  |  | Vendor Scope
1SYN426019R001A | IN-10026019.A.5 | 1TNA231015P0003 | E6.2-63 bus tie bar 120x10 | 0 | 0 | 0 | 0 | 0 | 0 | 0 |  |  | Vendor Scope
1SYN126019R001A | IN-10026019.A.1 | 1TNA231015P0004 | E6.2-63 bus tie bar 120x10 | 1 | 0 | 0 | 0 | 0 | 1 | 0 |  |  | Vendor Scope
1SYN226019R001A | IN-10026019.A.2 | 1TNA231015P0004 | E6.2-63 bus tie bar 120x10 | 0 | 0 | 0 | 0 | 0 | 0 | 0 |  |  | Vendor Scope
1SYN226019R002A | IN-10026019.A.3 | 1TNA231015P0004 | E6.2-63 bus tie bar 120x10 | 0 | 0 | 0 | 0 | 0 | 0 | 0 |  |  | Vendor Scope
1SYN426019R001A | IN-10026019.A.5 | 1TNA231015P0004 | E6.2-63 bus tie bar 120x10 | 0 | 0 | 0 | 0 | 0 | 0 | 0 |  |  | Vendor Scope
1SYN126019R001A | IN-10026019.A.1 | 1TNA231015P0005 | E6.2-63 bus tie bar 120x10 | 1 | 0 | 0 | 0 | 0 | 1 | 0 |  |  | Vendor Scope
1SYN226019R001A | IN-10026019.A.2 | 1TNA231015P0005 | E6.2-63 bus tie bar 120x10 | 0 | 0 | 0 | 0 | 0 | 0 | 0 |  |  | Vendor Scope
1SYN226019R002A | IN-10026019.A.3 | 1TNA231015P0005 | E6.2-63 bus tie bar 120x10 | 0 | 0 | 0 | 0 | 0 | 0 | 0 |  |  | Vendor Scope
1SYN426019R001A | IN-10026019.A.5 | 1TNA231015P0005 | E6.2-63 bus tie bar 120x10 | 0 | 0 | 0 | 0 | 0 | 0 | 0 |  |  | Vendor Scope
1SYN126019R001A | IN-10026019.A.1 | 1TNA231017P0001 | E6.2-50 connection bar lower B | 1 | 0 | 0 | 0 | 0 | 1 | 0 |  |  | Vendor Scope
1SYN226019R001A | IN-10026019.A.2 | 1TNA231017P0001 | E6.2-50 connection bar lower B | 0 | 0 | 0 | 0 | 0 | 0 | 0 |  |  | Vendor Scope
1SYN226019R002A | IN-10026019.A.3 | 1TNA231017P0001 | E6.2-50 connection bar lower B | 0 | 0 | 0 | 0 | 0 | 0 | 0 |  |  | Vendor Scope
1SYN426019R001A | IN-10026019.A.5 | 1TNA231017P0001 | E6.2-50 connection bar lower B | 0 | 0 | 0 | 0 | 0 | 0 | 0 |  |  | Vendor Scope
1SYN126019R001A | IN-10026019.A.1 | 1TNA231017P0002 | E6.2-50 connection bar lower B | 1 | 0 | 0 | 0 | 0 | 1 | 0 |  |  | Vendor Scope
1SYN226019R001A | IN-10026019.A.2 | 1TNA231017P0002 | E6.2-50 connection bar lower B | 0 | 0 | 0 | 0 | 0 | 0 | 0 |  |  | Vendor Scope
1SYN226019R002A | IN-10026019.A.3 | 1TNA231017P0002 | E6.2-50 connection bar lower B | 0 | 0 | 0 | 0 | 0 | 0 | 0 |  |  | Vendor Scope
1SYN426019R001A | IN-10026019.A.5 | 1TNA231017P0002 | E6.2-50 connection bar lower B | 0 | 0 | 0 | 0 | 0 | 0 | 0 |  |  | Vendor Scope
1SYN126019R001A | IN-10026019.A.1 | 1TNA231017P0003 | E6.2-50 connection bar lower B | 1 | 0 | 0 | 0 | 0 | 1 | 0 |  |  | Vendor Scope
1SYN226019R001A | IN-10026019.A.2 | 1TNA231017P0003 | E6.2-50 connection bar lower B | 0 | 0 | 0 | 0 | 0 | 0 | 0 |  |  | Vendor Scope
1SYN226019R002A | IN-10026019.A.3 | 1TNA231017P0003 | E6.2-50 connection bar lower B | 0 | 0 | 0 | 0 | 0 | 0 | 0 |  |  | Vendor Scope
1SYN426019R001A | IN-10026019.A.5 | 1TNA231017P0003 | E6.2-50 connection bar lower B | 0 | 0 | 0 | 0 | 0 | 0 | 0 |  |  | Vendor Scope
1SYN126019R001A | IN-10026019.A.1 | 1TNA231017P0004 | E6.2-50 connection bar lower B | 1 | 0 | 0 | 0 | 0 | 1 | 0 |  |  | Vendor Scope
1SYN226019R001A | IN-10026019.A.2 | 1TNA231017P0004 | E6.2-50 connection bar lower B | 0 | 0 | 0 | 0 | 0 | 0 | 0 |  |  | Vendor Scope
1SYN226019R002A | IN-10026019.A.3 | 1TNA231017P0004 | E6.2-50 connection bar lower B | 0 | 0 | 0 | 0 | 0 | 0 | 0 |  |  | Vendor Scope
1SYN426019R001A | IN-10026019.A.5 | 1TNA231017P0004 | E6.2-50 connection bar lower B | 0 | 0 | 0 | 0 | 0 | 0 | 0 |  |  | Vendor Scope
1SYN126019R001A | IN-10026019.A.1 | 1TNA231017P0005 | E6.2-50 connection bar lower B | 1 | 0 | 0 | 0 | 0 | 1 | 0 |  |  | Vendor Scope
1SYN226019R001A | IN-10026019.A.2 | 1TNA231017P0005 | E6.2-50 connection bar lower B | 0 | 0 | 0 | 0 | 0 | 0 | 0 |  |  | Vendor Scope
1SYN226019R002A | IN-10026019.A.3 | 1TNA231017P0005 | E6.2-50 connection bar lower B | 0 | 0 | 0 | 0 | 0 | 0 | 0 |  |  | Vendor Scope
1SYN426019R001A | IN-10026019.A.5 | 1TNA231017P0005 | E6.2-50 connection bar lower B | 0 | 0 | 0 | 0 | 0 | 0 | 0 |  |  | Vendor Scope
1SYN126019R001A | IN-10026019.A.1 | 1TNA231017P1001 | E6.2-50 connection bar lower C offet | 1 | 0 | 0 | 0 | 0 | 1 | 0 |  |  | Vendor Scope
1SYN226019R001A | IN-10026019.A.2 | 1TNA231017P1001 | E6.2-50 connection bar lower C offet | 0 | 0 | 0 | 0 | 0 | 0 | 0 |  |  | Vendor Scope
1SYN226019R002A | IN-10026019.A.3 | 1TNA231017P1001 | E6.2-50 connection bar lower C offet | 0 | 0 | 0 | 0 | 0 | 0 | 0 |  |  | Vendor Scope
1SYN426019R001A | IN-10026019.A.5 | 1TNA231017P1001 | E6.2-50 connection bar lower C offet | 0 | 0 | 0 | 0 | 0 | 0 | 0 |  |  | Vendor Scope
1SYN126019R001A | IN-10026019.A.1 | 1TNA231017P1002 | E6.2-50 connection bar lower C offet | 1 | 0 | 0 | 0 | 0 | 1 | 0 |  |  | Vendor Scope
1SYN226019R001A | IN-10026019.A.2 | 1TNA231017P1002 | E6.2-50 connection bar lower C offet | 0 | 0 | 0 | 0 | 0 | 0 | 0 |  |  | Vendor Scope
1SYN226019R002A | IN-10026019.A.3 | 1TNA231017P1002 | E6.2-50 connection bar lower C offet | 0 | 0 | 0 | 0 | 0 | 0 | 0 |  |  | Vendor Scope
1SYN426019R001A | IN-10026019.A.5 | 1TNA231017P1002 | E6.2-50 connection bar lower C offet | 0 | 0 | 0 | 0 | 0 | 0 | 0 |  |  | Vendor Scope
1SYN126019R001A | IN-10026019.A.1 | 1TNA231017P1003 | E6.2-50 connection bar lower C offet | 1 | 0 | 0 | 0 | 0 | 1 | 0 |  |  | Vendor Scope
1SYN226019R001A | IN-10026019.A.2 | 1TNA231017P1003 | E6.2-50 connection bar lower C offet | 0 | 0 | 0 | 0 | 0 | 0 | 0 |  |  | Vendor Scope
1SYN226019R002A | IN-10026019.A.3 | 1TNA231017P1003 | E6.2-50 connection bar lower C offet | 0 | 0 | 0 | 0 | 0 | 0 | 0 |  |  | Vendor Scope
1SYN426019R001A | IN-10026019.A.5 | 1TNA231017P1003 | E6.2-50 connection bar lower C offet | 0 | 0 | 0 | 0 | 0 | 0 | 0 |  |  | Vendor Scope
1SYN126019R001A | IN-10026019.A.1 | 1TNA231017P1004 | E6.2-50 connection bar lower C offet | 1 | 0 | 0 | 0 | 0 | 1 | 0 |  |  | Vendor Scope
1SYN226019R001A | IN-10026019.A.2 | 1TNA231017P1004 | E6.2-50 connection bar lower C offet | 0 | 0 | 0 | 0 | 0 | 0 | 0 |  |  | Vendor Scope
1SYN226019R002A | IN-10026019.A.3 | 1TNA231017P1004 | E6.2-50 connection bar lower C offet | 0 | 0 | 0 | 0 | 0 | 0 | 0 |  |  | Vendor Scope
1SYN426019R001A | IN-10026019.A.5 | 1TNA231017P1004 | E6.2-50 connection bar lower C offet | 0 | 0 | 0 | 0 | 0 | 0 | 0 |  |  | Vendor Scope
1SYN126019R001A | IN-10026019.A.1 | 1TNA231017P1005 | E6.2-50 connection bar lower C offet | 1 | 0 | 0 | 0 | 0 | 1 | 0 |  |  | Vendor Scope
1SYN226019R001A | IN-10026019.A.2 | 1TNA231017P1005 | E6.2-50 connection bar lower C offet | 0 | 0 | 0 | 0 | 0 | 0 | 0 |  |  | Vendor Scope
1SYN226019R002A | IN-10026019.A.3 | 1TNA231017P1005 | E6.2-50 connection bar lower C offet | 0 | 0 | 0 | 0 | 0 | 0 | 0 |  |  | Vendor Scope
1SYN426019R001A | IN-10026019.A.5 | 1TNA231017P1005 | E6.2-50 connection bar lower C offet | 0 | 0 | 0 | 0 | 0 | 0 | 0 |  |  | Vendor Scope
1SYN126019R001A | IN-10026019.A.1 | 1TNA231018P0001 | Bus tie bar 120x10 | 10 | 0 | 0 | 0 | 0 | 10 | 0 |  |  | Vendor Scope
1SYN226019R001A | IN-10026019.A.2 | 1TNA231018P0001 | Bus tie bar 120x10 | 0 | 0 | 0 | 0 | 0 | 0 | 0 |  |  | Vendor Scope
1SYN226019R002A | IN-10026019.A.3 | 1TNA231018P0001 | Bus tie bar 120x10 | 0 | 0 | 0 | 0 | 0 | 0 | 0 |  |  | Vendor Scope
1SYN426019R001A | IN-10026019.A.5 | 1TNA231018P0001 | Bus tie bar 120x10 | 0 | 0 | 0 | 0 | 0 | 0 | 0 |  |  | Vendor Scope
1SYN126019R001A | IN-10026019.A.1 | 1TNA231018P0002 | Bus tie bar 120x10 | 5 | 0 | 0 | 0 | 0 | 5 | 0 |  |  | Vendor Scope
1SYN226019R001A | IN-10026019.A.2 | 1TNA231018P0002 | Bus tie bar 120x10 | 0 | 0 | 0 | 0 | 0 | 0 | 0 |  |  | Vendor Scope
1SYN226019R002A | IN-10026019.A.3 | 1TNA231018P0002 | Bus tie bar 120x10 | 0 | 0 | 0 | 0 | 0 | 0 | 0 |  |  | Vendor Scope
1SYN426019R001A | IN-10026019.A.5 | 1TNA231018P0002 | Bus tie bar 120x10 | 0 | 0 | 0 | 0 | 0 | 0 | 0 |  |  | Vendor Scope
1SYN126019R001A | IN-10026019.A.1 | 1TNA231018P0003 | Bus tie bar 120x10 | 5 | 0 | 0 | 0 | 0 | 5 | 0 |  |  | Vendor Scope
1SYN226019R001A | IN-10026019.A.2 | 1TNA231018P0003 | Bus tie bar 120x10 | 0 | 0 | 0 | 0 | 0 | 0 | 0 |  |  | Vendor Scope
1SYN226019R002A | IN-10026019.A.3 | 1TNA231018P0003 | Bus tie bar 120x10 | 0 | 0 | 0 | 0 | 0 | 0 | 0 |  |  | Vendor Scope
1SYN426019R001A | IN-10026019.A.5 | 1TNA231018P0003 | Bus tie bar 120x10 | 0 | 0 | 0 | 0 | 0 | 0 | 0 |  |  | Vendor Scope
1SYN126019R001A | IN-10026019.A.1 | 1TNA231018P0004 | Bus tie bar 120x10 | 5 | 0 | 0 | 0 | 0 | 5 | 0 |  |  | Vendor Scope
1SYN226019R001A | IN-10026019.A.2 | 1TNA231018P0004 | Bus tie bar 120x10 | 0 | 0 | 0 | 0 | 0 | 0 | 0 |  |  | Vendor Scope
1SYN226019R002A | IN-10026019.A.3 | 1TNA231018P0004 | Bus tie bar 120x10 | 0 | 0 | 0 | 0 | 0 | 0 | 0 |  |  | Vendor Scope
1SYN426019R001A | IN-10026019.A.5 | 1TNA231018P0004 | Bus tie bar 120x10 | 0 | 0 | 0 | 0 | 0 | 0 | 0 |  |  | Vendor Scope
1SYN126019R001A | IN-10026019.A.1 | 1TNA231019P0001 | E6.2-63 bus tie bar 120x10 | 2 | 0 | 0 | 0 | 0 | 2 | 0 |  |  | Vendor Scope
1SYN226019R001A | IN-10026019.A.2 | 1TNA231019P0001 | E6.2-63 bus tie bar 120x10 | 0 | 0 | 0 | 0 | 0 | 0 | 0 |  |  | Vendor Scope
1SYN226019R002A | IN-10026019.A.3 | 1TNA231019P0001 | E6.2-63 bus tie bar 120x10 | 0 | 0 | 0 | 0 | 0 | 0 | 0 |  |  | Vendor Scope
1SYN426019R001A | IN-10026019.A.5 | 1TNA231019P0001 | E6.2-63 bus tie bar 120x10 | 0 | 0 | 0 | 0 | 0 | 0 | 0 |  |  | Vendor Scope
1SYN126019R001A | IN-10026019.A.1 | 1TNA231019P0002 | E6.2-63 bus tie bar 120x10 | 2 | 0 | 0 | 0 | 0 | 2 | 0 |  |  | Vendor Scope
1SYN226019R001A | IN-10026019.A.2 | 1TNA231019P0002 | E6.2-63 bus tie bar 120x10 | 0 | 0 | 0 | 0 | 0 | 0 | 0 |  |  | Vendor Scope
1SYN226019R002A | IN-10026019.A.3 | 1TNA231019P0002 | E6.2-63 bus tie bar 120x10 | 0 | 0 | 0 | 0 | 0 | 0 | 0 |  |  | Vendor Scope
1SYN426019R001A | IN-10026019.A.5 | 1TNA231019P0002 | E6.2-63 bus tie bar 120x10 | 0 | 0 | 0 | 0 | 0 | 0 | 0 |  |  | Vendor Scope
1SYN126019R001A | IN-10026019.A.1 | 1TNA231019P0003 | E6.2-63 bus tie bar 120x10 | 2 | 0 | 0 | 0 | 0 | 2 | 0 |  |  | Vendor Scope
1SYN226019R001A | IN-10026019.A.2 | 1TNA231019P0003 | E6.2-63 bus tie bar 120x10 | 0 | 0 | 0 | 0 | 0 | 0 | 0 |  |  | Vendor Scope
1SYN226019R002A | IN-10026019.A.3 | 1TNA231019P0003 | E6.2-63 bus tie bar 120x10 | 0 | 0 | 0 | 0 | 0 | 0 | 0 |  |  | Vendor Scope
1SYN426019R001A | IN-10026019.A.5 | 1TNA231019P0003 | E6.2-63 bus tie bar 120x10 | 0 | 0 | 0 | 0 | 0 | 0 | 0 |  |  | Vendor Scope
1SYN126019R001A | IN-10026019.A.1 | 1TNA231019P0004 | E6.2-63 bus tie bar 120x10 | 2 | 0 | 0 | 0 | 0 | 2 | 0 |  |  | Vendor Scope
1SYN226019R001A | IN-10026019.A.2 | 1TNA231019P0004 | E6.2-63 bus tie bar 120x10 | 0 | 0 | 0 | 0 | 0 | 0 | 0 |  |  | Vendor Scope
1SYN226019R002A | IN-10026019.A.3 | 1TNA231019P0004 | E6.2-63 bus tie bar 120x10 | 0 | 0 | 0 | 0 | 0 | 0 | 0 |  |  | Vendor Scope
1SYN426019R001A | IN-10026019.A.5 | 1TNA231019P0004 | E6.2-63 bus tie bar 120x10 | 0 | 0 | 0 | 0 | 0 | 0 | 0 |  |  | Vendor Scope
1SYN126019R001A | IN-10026019.A.1 | 1TNA231019P0005 | E6.2-63 bus tie bar 120x10 | 2 | 0 | 0 | 0 | 0 | 2 | 0 |  |  | Vendor Scope
1SYN226019R001A | IN-10026019.A.2 | 1TNA231019P0005 | E6.2-63 bus tie bar 120x10 | 0 | 0 | 0 | 0 | 0 | 0 | 0 |  |  | Vendor Scope
1SYN226019R002A | IN-10026019.A.3 | 1TNA231019P0005 | E6.2-63 bus tie bar 120x10 | 0 | 0 | 0 | 0 | 0 | 0 | 0 |  |  | Vendor Scope
1SYN426019R001A | IN-10026019.A.5 | 1TNA231019P0005 | E6.2-63 bus tie bar 120x10 | 0 | 0 | 0 | 0 | 0 | 0 | 0 |  |  | Vendor Scope
1SYN126019R001A | IN-10026019.A.1 | 1TNA231048P0001 | Bar spacer 6mm D11 | 96 | 0 | 0 | 0 | 0 | 96 | 0 |  |  | Vendor Scope
1SYN226019R001A | IN-10026019.A.2 | 1TNA231048P0001 | Bar spacer 6mm D11 | 0 | 0 | 0 | 0 | 0 | 0 | 0 |  |  | Vendor Scope
1SYN226019R002A | IN-10026019.A.3 | 1TNA231048P0001 | Bar spacer 6mm D11 | 0 | 0 | 0 | 0 | 0 | 0 | 0 |  |  | Vendor Scope
1SYN426019R001A | IN-10026019.A.5 | 1TNA231048P0001 | Bar spacer 6mm D11 | 0 | 0 | 0 | 0 | 0 | 0 | 0 |  |  | Vendor Scope
1SYN126019R001A | IN-10026019.A.1 | 1TNA231048P0002 | Bar spacer 6mm D13 | 64 | 0 | 0 | 0 | 0 | 64 | 0 |  |  | Vendor Scope
1SYN226019R001A | IN-10026019.A.2 | 1TNA231048P0002 | Bar spacer 6mm D13 | 0 | 0 | 0 | 0 | 0 | 0 | 0 |  |  | Vendor Scope
1SYN226019R002A | IN-10026019.A.3 | 1TNA231048P0002 | Bar spacer 6mm D13 | 0 | 0 | 0 | 0 | 0 | 0 | 0 |  |  | Vendor Scope
1SYN426019R001A | IN-10026019.A.5 | 1TNA231048P0002 | Bar spacer 6mm D13 | 0 | 0 | 0 | 0 | 0 | 0 | 0 |  |  | Vendor Scope
1SYN126019R001A | IN-10026019.A.1 | 1TNA231056P1001 | Bar 35x6 XT5 out L1 | 8 | 0 | 0 | 0 | 0 | 8 | 0 |  |  | Vendor Scope
1SYN226019R001A | IN-10026019.A.2 | 1TNA231056P1001 | Bar 35x6 XT5 out L1 | 0 | 0 | 0 | 0 | 0 | 0 | 0 |  |  | Vendor Scope
1SYN226019R002A | IN-10026019.A.3 | 1TNA231056P1001 | Bar 35x6 XT5 out L1 | 0 | 0 | 0 | 0 | 0 | 0 | 0 |  |  | Vendor Scope
1SYN426019R001A | IN-10026019.A.5 | 1TNA231056P1001 | Bar 35x6 XT5 out L1 | 0 | 0 | 0 | 0 | 0 | 0 | 0 |  |  | Vendor Scope
1SYN126019R001A | IN-10026019.A.1 | 1TNA231056P1002 | Bar 35x6 XT5 out L1 | 8 | 0 | 0 | 0 | 0 | 8 | 0 |  |  | Vendor Scope
1SYN226019R001A | IN-10026019.A.2 | 1TNA231056P1002 | Bar 35x6 XT5 out L1 | 0 | 0 | 0 | 0 | 0 | 0 | 0 |  |  | Vendor Scope
1SYN226019R002A | IN-10026019.A.3 | 1TNA231056P1002 | Bar 35x6 XT5 out L1 | 0 | 0 | 0 | 0 | 0 | 0 | 0 |  |  | Vendor Scope
1SYN426019R001A | IN-10026019.A.5 | 1TNA231056P1002 | Bar 35x6 XT5 out L1 | 0 | 0 | 0 | 0 | 0 | 0 | 0 |  |  | Vendor Scope
1SYN126019R001A | IN-10026019.A.1 | 1TNA231056P2001 | Bar 35x6 XT5 out L2 | 8 | 0 | 0 | 0 | 0 | 8 | 0 |  |  | Vendor Scope
1SYN226019R001A | IN-10026019.A.2 | 1TNA231056P2001 | Bar 35x6 XT5 out L2 | 0 | 0 | 0 | 0 | 0 | 0 | 0 |  |  | Vendor Scope
1SYN226019R002A | IN-10026019.A.3 | 1TNA231056P2001 | Bar 35x6 XT5 out L2 | 0 | 0 | 0 | 0 | 0 | 0 | 0 |  |  | Vendor Scope
1SYN426019R001A | IN-10026019.A.5 | 1TNA231056P2001 | Bar 35x6 XT5 out L2 | 0 | 0 | 0 | 0 | 0 | 0 | 0 |  |  | Vendor Scope
1SYN126019R001A | IN-10026019.A.1 | 1TNA231056P2002 | Bar 35x6 XT5 out L2 | 8 | 0 | 0 | 0 | 0 | 8 | 0 |  |  | Vendor Scope
1SYN226019R001A | IN-10026019.A.2 | 1TNA231056P2002 | Bar 35x6 XT5 out L2 | 0 | 0 | 0 | 0 | 0 | 0 | 0 |  |  | Vendor Scope
1SYN226019R002A | IN-10026019.A.3 | 1TNA231056P2002 | Bar 35x6 XT5 out L2 | 0 | 0 | 0 | 0 | 0 | 0 | 0 |  |  | Vendor Scope
1SYN426019R001A | IN-10026019.A.5 | 1TNA231056P2002 | Bar 35x6 XT5 out L2 | 0 | 0 | 0 | 0 | 0 | 0 | 0 |  |  | Vendor Scope
1SYN126019R001A | IN-10026019.A.1 | 1TNA231056P3001 | Bar 35x6 XT5 out L3 | 8 | 0 | 0 | 0 | 0 | 8 | 0 |  |  | Vendor Scope
1SYN226019R001A | IN-10026019.A.2 | 1TNA231056P3001 | Bar 35x6 XT5 out L3 | 0 | 0 | 0 | 0 | 0 | 0 | 0 |  |  | Vendor Scope
1SYN226019R002A | IN-10026019.A.3 | 1TNA231056P3001 | Bar 35x6 XT5 out L3 | 0 | 0 | 0 | 0 | 0 | 0 | 0 |  |  | Vendor Scope
1SYN426019R001A | IN-10026019.A.5 | 1TNA231056P3001 | Bar 35x6 XT5 out L3 | 0 | 0 | 0 | 0 | 0 | 0 | 0 |  |  | Vendor Scope
1SYN126019R001A | IN-10026019.A.1 | 1TNA231056P3002 | Bar 35x6 XT5 out L3 | 8 | 0 | 0 | 0 | 0 | 8 | 0 |  |  | Vendor Scope
1SYN226019R001A | IN-10026019.A.2 | 1TNA231056P3002 | Bar 35x6 XT5 out L3 | 0 | 0 | 0 | 0 | 0 | 0 | 0 |  |  | Vendor Scope
1SYN226019R002A | IN-10026019.A.3 | 1TNA231056P3002 | Bar 35x6 XT5 out L3 | 0 | 0 | 0 | 0 | 0 | 0 | 0 |  |  | Vendor Scope
1SYN426019R001A | IN-10026019.A.5 | 1TNA231056P3002 | Bar 35x6 XT5 out L3 | 0 | 0 | 0 | 0 | 0 | 0 | 0 |  |  | Vendor Scope
1SYN126019R001A | IN-10026019.A.1 | 1TNA231056P4001 | Bar 35x6 XT5 out N | 8 | 0 | 0 | 0 | 0 | 8 | 0 |  |  | Vendor Scope
1SYN226019R001A | IN-10026019.A.2 | 1TNA231056P4001 | Bar 35x6 XT5 out N | 0 | 0 | 0 | 0 | 0 | 0 | 0 |  |  | Vendor Scope
1SYN226019R002A | IN-10026019.A.3 | 1TNA231056P4001 | Bar 35x6 XT5 out N | 0 | 0 | 0 | 0 | 0 | 0 | 0 |  |  | Vendor Scope
1SYN426019R001A | IN-10026019.A.5 | 1TNA231056P4001 | Bar 35x6 XT5 out N | 0 | 0 | 0 | 0 | 0 | 0 | 0 |  |  | Vendor Scope
1SYN126019R001A | IN-10026019.A.1 | 1TNA231056P4002 | Bar 35x6 XT5 out N | 8 | 0 | 0 | 0 | 0 | 8 | 0 |  |  | Vendor Scope
1SYN226019R001A | IN-10026019.A.2 | 1TNA231056P4002 | Bar 35x6 XT5 out N | 0 | 0 | 0 | 0 | 0 | 0 | 0 |  |  | Vendor Scope
1SYN226019R002A | IN-10026019.A.3 | 1TNA231056P4002 | Bar 35x6 XT5 out N | 0 | 0 | 0 | 0 | 0 | 0 | 0 |  |  | Vendor Scope
1SYN426019R001A | IN-10026019.A.5 | 1TNA231056P4002 | Bar 35x6 XT5 out N | 0 | 0 | 0 | 0 | 0 | 0 | 0 |  |  | Vendor Scope
1SYN126019R001A | IN-10026019.A.1 | 1TNA231057P0001 | Bar 40x10 sotax L1 | 8 | 0 | 0 | 0 | 0 | 8 | 0 |  |  | Vendor Scope
1SYN226019R001A | IN-10026019.A.2 | 1TNA231057P0001 | Bar 40x10 sotax L1 | 0 | 0 | 0 | 0 | 0 | 0 | 0 |  |  | Vendor Scope
1SYN226019R002A | IN-10026019.A.3 | 1TNA231057P0001 | Bar 40x10 sotax L1 | 0 | 0 | 0 | 0 | 0 | 0 | 0 |  |  | Vendor Scope
1SYN426019R001A | IN-10026019.A.5 | 1TNA231057P0001 | Bar 40x10 sotax L1 | 0 | 0 | 0 | 0 | 0 | 0 | 0 |  |  | Vendor Scope
1SYN126019R001A | IN-10026019.A.1 | 1TNA231057P0002 | Bar 40x10 sotax L2 | 8 | 0 | 0 | 0 | 0 | 8 | 0 |  |  | Vendor Scope
1SYN226019R001A | IN-10026019.A.2 | 1TNA231057P0002 | Bar 40x10 sotax L2 | 0 | 0 | 0 | 0 | 0 | 0 | 0 |  |  | Vendor Scope
1SYN226019R002A | IN-10026019.A.3 | 1TNA231057P0002 | Bar 40x10 sotax L2 | 0 | 0 | 0 | 0 | 0 | 0 | 0 |  |  | Vendor Scope
1SYN426019R001A | IN-10026019.A.5 | 1TNA231057P0002 | Bar 40x10 sotax L2 | 0 | 0 | 0 | 0 | 0 | 0 | 0 |  |  | Vendor Scope
1SYN126019R001A | IN-10026019.A.1 | 1TNA231057P0003 | Bar 40x10 sotax L3 | 8 | 0 | 0 | 0 | 0 | 8 | 0 |  |  | Vendor Scope
1SYN226019R001A | IN-10026019.A.2 | 1TNA231057P0003 | Bar 40x10 sotax L3 | 0 | 0 | 0 | 0 | 0 | 0 | 0 |  |  | Vendor Scope
1SYN226019R002A | IN-10026019.A.3 | 1TNA231057P0003 | Bar 40x10 sotax L3 | 0 | 0 | 0 | 0 | 0 | 0 | 0 |  |  | Vendor Scope
1SYN426019R001A | IN-10026019.A.5 | 1TNA231057P0003 | Bar 40x10 sotax L3 | 0 | 0 | 0 | 0 | 0 | 0 | 0 |  |  | Vendor Scope
1SYN126019R001A | IN-10026019.A.1 | 1TNA231057P0004 | Bar 40x10 sotax N | 8 | 0 | 0 | 0 | 0 | 8 | 0 |  |  | Vendor Scope
1SYN226019R001A | IN-10026019.A.2 | 1TNA231057P0004 | Bar 40x10 sotax N | 0 | 0 | 0 | 0 | 0 | 0 | 0 |  |  | Vendor Scope
1SYN226019R002A | IN-10026019.A.3 | 1TNA231057P0004 | Bar 40x10 sotax N | 0 | 0 | 0 | 0 | 0 | 0 | 0 |  |  | Vendor Scope
1SYN426019R001A | IN-10026019.A.5 | 1TNA231057P0004 | Bar 40x10 sotax N | 0 | 0 | 0 | 0 | 0 | 0 | 0 |  |  | Vendor Scope
1SYN126019R001A | IN-10026019.A.1 | 1TNA231060P0001 | Bar 20x5 XT2 in | 80 | 0 | 0 | 0 | 0 | 80 | 0 |  |  | Vendor Scope
1SYN226019R001A | IN-10026019.A.2 | 1TNA231060P0001 | Bar 20x5 XT2 in | 0 | 0 | 0 | 0 | 0 | 0 | 0 |  |  | Vendor Scope
1SYN226019R002A | IN-10026019.A.3 | 1TNA231060P0001 | Bar 20x5 XT2 in | 0 | 0 | 0 | 0 | 0 | 0 | 0 |  |  | Vendor Scope
1SYN426019R001A | IN-10026019.A.5 | 1TNA231060P0001 | Bar 20x5 XT2 in | 0 | 0 | 0 | 0 | 0 | 0 | 0 |  |  | Vendor Scope
1SYN126019R001A | IN-10026019.A.1 | 1TNA231061P1001 | Bar 20x5 XT2 out L1 | 8 | 0 | 0 | 0 | 0 | 8 | 0 |  |  | Vendor Scope
1SYN226019R001A | IN-10026019.A.2 | 1TNA231061P1001 | Bar 20x5 XT2 out L1 | 0 | 0 | 0 | 0 | 0 | 0 | 0 |  |  | Vendor Scope
1SYN226019R002A | IN-10026019.A.3 | 1TNA231061P1001 | Bar 20x5 XT2 out L1 | 0 | 0 | 0 | 0 | 0 | 0 | 0 |  |  | Vendor Scope
1SYN426019R001A | IN-10026019.A.5 | 1TNA231061P1001 | Bar 20x5 XT2 out L1 | 0 | 0 | 0 | 0 | 0 | 0 | 0 |  |  | Vendor Scope
1SYN126019R001A | IN-10026019.A.1 | 1TNA231061P2001 | Bar 20x5 XT2 out L2 | 20 | 0 | 0 | 0 | 0 | 20 | 0 |  |  | Vendor Scope
1SYN226019R001A | IN-10026019.A.2 | 1TNA231061P2001 | Bar 20x5 XT2 out L2 | 0 | 0 | 0 | 0 | 0 | 0 | 0 |  |  | Vendor Scope
1SYN226019R002A | IN-10026019.A.3 | 1TNA231061P2001 | Bar 20x5 XT2 out L2 | 0 | 0 | 0 | 0 | 0 | 0 | 0 |  |  | Vendor Scope
1SYN426019R001A | IN-10026019.A.5 | 1TNA231061P2001 | Bar 20x5 XT2 out L2 | 0 | 0 | 0 | 0 | 0 | 0 | 0 |  |  | Vendor Scope
1SYN126019R001A | IN-10026019.A.1 | 1TNA231063P0003 | Bar 40x10 XT5 400 out N | 8 | 0 | 0 | 0 | 0 | 8 | 0 |  |  | Vendor Scope
1SYN226019R001A | IN-10026019.A.2 | 1TNA231063P0003 | Bar 40x10 XT5 400 out N | 0 | 0 | 0 | 0 | 0 | 0 | 0 |  |  | Vendor Scope
1SYN226019R002A | IN-10026019.A.3 | 1TNA231063P0003 | Bar 40x10 XT5 400 out N | 0 | 0 | 0 | 0 | 0 | 0 | 0 |  |  | Vendor Scope
1SYN426019R001A | IN-10026019.A.5 | 1TNA231063P0003 | Bar 40x10 XT5 400 out N | 0 | 0 | 0 | 0 | 0 | 0 | 0 |  |  | Vendor Scope
1SYN126019R001A | IN-10026019.A.1 | 1TNA231065P0001 | Bar spacer 10mm | 8 | 0 | 0 | 0 | 0 | 8 | 0 |  |  | Vendor Scope
1SYN226019R001A | IN-10026019.A.2 | 1TNA231065P0001 | Bar spacer 10mm | 0 | 0 | 0 | 0 | 0 | 0 | 0 |  |  | Vendor Scope
1SYN226019R002A | IN-10026019.A.3 | 1TNA231065P0001 | Bar spacer 10mm | 0 | 0 | 0 | 0 | 0 | 0 | 0 |  |  | Vendor Scope
1SYN426019R001A | IN-10026019.A.5 | 1TNA231065P0001 | Bar spacer 10mm | 0 | 0 | 0 | 0 | 0 | 0 | 0 |  |  | Vendor Scope
1SYN126019R001A | IN-10026019.A.1 | 1TNA231066P0002 | Reinforce bar for MFW MNS R H1440 | 52 | 0 | 0 | 0 | 0 | 52 | 0 |  |  | Vendor Scope
1SYN226019R001A | IN-10026019.A.2 | 1TNA231066P0002 | Reinforce bar for MFW MNS R H1440 | 0 | 0 | 0 | 0 | 0 | 0 | 0 |  |  | Vendor Scope
1SYN226019R002A | IN-10026019.A.3 | 1TNA231066P0002 | Reinforce bar for MFW MNS R H1440 | 0 | 0 | 0 | 0 | 0 | 0 | 0 |  |  | Vendor Scope
1SYN426019R001A | IN-10026019.A.5 | 1TNA231066P0002 | Reinforce bar for MFW MNS R H1440 | 0 | 0 | 0 | 0 | 0 | 0 | 0 |  |  | Vendor Scope
1SYN126019R001A | IN-10026019.A.1 | 1TNA231077P0001 | Bar 100x10 XT5 400 out L1 | 8 | 0 | 0 | 0 | 0 | 8 | 0 |  |  | Vendor Scope
1SYN226019R001A | IN-10026019.A.2 | 1TNA231077P0001 | Bar 100x10 XT5 400 out L1 | 0 | 0 | 0 | 0 | 0 | 0 | 0 |  |  | Vendor Scope
1SYN226019R002A | IN-10026019.A.3 | 1TNA231077P0001 | Bar 100x10 XT5 400 out L1 | 0 | 0 | 0 | 0 | 0 | 0 | 0 |  |  | Vendor Scope
1SYN426019R001A | IN-10026019.A.5 | 1TNA231077P0001 | Bar 100x10 XT5 400 out L1 | 0 | 0 | 0 | 0 | 0 | 0 | 0 |  |  | Vendor Scope
1SYN126019R001A | IN-10026019.A.1 | 1TNA231079P0001 | Bar 40x10 XT5 400 out | 8 | 0 | 0 | 0 | 0 | 8 | 0 |  |  | Vendor Scope
1SYN226019R001A | IN-10026019.A.2 | 1TNA231079P0001 | Bar 40x10 XT5 400 out | 0 | 0 | 0 | 0 | 0 | 0 | 0 |  |  | Vendor Scope
1SYN226019R002A | IN-10026019.A.3 | 1TNA231079P0001 | Bar 40x10 XT5 400 out | 0 | 0 | 0 | 0 | 0 | 0 | 0 |  |  | Vendor Scope
1SYN426019R001A | IN-10026019.A.5 | 1TNA231079P0001 | Bar 40x10 XT5 400 out | 0 | 0 | 0 | 0 | 0 | 0 | 0 |  |  | Vendor Scope
1SYN126019R001A | IN-10026019.A.1 | 1TNA231080P1001 | Flexibar 8x24x1 IC L1 Front | 20 | 0 | 20 | 20 | 0 | 20 | 0 | 1100001469 DEVSHREE ENTERPRISES ¦ 1300001672 BEIJING VICTORY ELECTRIC CO., LTD. |  | ABB
1SYN226019R001A | IN-10026019.A.2 | 1TNA231080P1001 | Flexibar 8x24x1 IC L1 Front | 0 | 0 | 0 | 0 | 0 | 0 | 0 | 1100001469 DEVSHREE ENTERPRISES ¦ 1300001672 BEIJING VICTORY ELECTRIC CO., LTD. |  | ABB
1SYN226019R002A | IN-10026019.A.3 | 1TNA231080P1001 | Flexibar 8x24x1 IC L1 Front | 0 | 0 | 0 | 0 | 0 | 0 | 0 | 1100001469 DEVSHREE ENTERPRISES ¦ 1300001672 BEIJING VICTORY ELECTRIC CO., LTD. |  | ABB
1SYN426019R001A | IN-10026019.A.5 | 1TNA231080P1001 | Flexibar 8x24x1 IC L1 Front | 0 | 0 | 0 | 0 | 0 | 0 | 0 | 1100001469 DEVSHREE ENTERPRISES ¦ 1300001672 BEIJING VICTORY ELECTRIC CO., LTD. |  | ABB
1SYN126019R001A | IN-10026019.A.1 | 1TNA231080P1002 | Flexibar 8x24x1 IC L1 Rear | 20 | 0 | 20 | 20 | 0 | 20 | 0 | 1100001469 DEVSHREE ENTERPRISES ¦ 1300001672 BEIJING VICTORY ELECTRIC CO., LTD. |  | ABB
1SYN226019R001A | IN-10026019.A.2 | 1TNA231080P1002 | Flexibar 8x24x1 IC L1 Rear | 0 | 0 | 0 | 0 | 0 | 0 | 0 | 1100001469 DEVSHREE ENTERPRISES ¦ 1300001672 BEIJING VICTORY ELECTRIC CO., LTD. |  | ABB
1SYN226019R002A | IN-10026019.A.3 | 1TNA231080P1002 | Flexibar 8x24x1 IC L1 Rear | 0 | 0 | 0 | 0 | 0 | 0 | 0 | 1100001469 DEVSHREE ENTERPRISES ¦ 1300001672 BEIJING VICTORY ELECTRIC CO., LTD. |  | ABB
1SYN426019R001A | IN-10026019.A.5 | 1TNA231080P1002 | Flexibar 8x24x1 IC L1 Rear | 0 | 0 | 0 | 0 | 0 | 0 | 0 | 1100001469 DEVSHREE ENTERPRISES ¦ 1300001672 BEIJING VICTORY ELECTRIC CO., LTD. |  | ABB
1SYN126019R001A | IN-10026019.A.1 | 1TNA231080P2001 | Flexibar 8x24x1 IC L2 Front | 20 | 0 | 20 | 20 | 0 | 20 | 0 | 1100001469 DEVSHREE ENTERPRISES ¦ 1300001672 BEIJING VICTORY ELECTRIC CO., LTD. |  | ABB
1SYN226019R001A | IN-10026019.A.2 | 1TNA231080P2001 | Flexibar 8x24x1 IC L2 Front | 0 | 0 | 0 | 0 | 0 | 0 | 0 | 1100001469 DEVSHREE ENTERPRISES ¦ 1300001672 BEIJING VICTORY ELECTRIC CO., LTD. |  | ABB
1SYN226019R002A | IN-10026019.A.3 | 1TNA231080P2001 | Flexibar 8x24x1 IC L2 Front | 0 | 0 | 0 | 0 | 0 | 0 | 0 | 1100001469 DEVSHREE ENTERPRISES ¦ 1300001672 BEIJING VICTORY ELECTRIC CO., LTD. |  | ABB
1SYN426019R001A | IN-10026019.A.5 | 1TNA231080P2001 | Flexibar 8x24x1 IC L2 Front | 0 | 0 | 0 | 0 | 0 | 0 | 0 | 1100001469 DEVSHREE ENTERPRISES ¦ 1300001672 BEIJING VICTORY ELECTRIC CO., LTD. |  | ABB
1SYN126019R001A | IN-10026019.A.1 | 1TNA231080P2002 | Flexibar 8x24x1 IC L2 Rear | 20 | 0 | 20 | 20 | 0 | 20 | 0 | 1100001469 DEVSHREE ENTERPRISES ¦ 1300001672 BEIJING VICTORY ELECTRIC CO., LTD. |  | ABB
1SYN226019R001A | IN-10026019.A.2 | 1TNA231080P2002 | Flexibar 8x24x1 IC L2 Rear | 0 | 0 | 0 | 0 | 0 | 0 | 0 | 1100001469 DEVSHREE ENTERPRISES ¦ 1300001672 BEIJING VICTORY ELECTRIC CO., LTD. |  | ABB
1SYN226019R002A | IN-10026019.A.3 | 1TNA231080P2002 | Flexibar 8x24x1 IC L2 Rear | 0 | 0 | 0 | 0 | 0 | 0 | 0 | 1100001469 DEVSHREE ENTERPRISES ¦ 1300001672 BEIJING VICTORY ELECTRIC CO., LTD. |  | ABB
1SYN426019R001A | IN-10026019.A.5 | 1TNA231080P2002 | Flexibar 8x24x1 IC L2 Rear | 0 | 0 | 0 | 0 | 0 | 0 | 0 | 1100001469 DEVSHREE ENTERPRISES ¦ 1300001672 BEIJING VICTORY ELECTRIC CO., LTD. |  | ABB
1SYN126019R001A | IN-10026019.A.1 | 1TNA231080P3001 | Flexibar 8x24x1 IC L3 Front | 20 | 0 | 20 | 20 | 0 | 20 | 0 | 1100001469 DEVSHREE ENTERPRISES ¦ 1300001672 BEIJING VICTORY ELECTRIC CO., LTD. |  | ABB
1SYN226019R001A | IN-10026019.A.2 | 1TNA231080P3001 | Flexibar 8x24x1 IC L3 Front | 0 | 0 | 0 | 0 | 0 | 0 | 0 | 1100001469 DEVSHREE ENTERPRISES ¦ 1300001672 BEIJING VICTORY ELECTRIC CO., LTD. |  | ABB
1SYN226019R002A | IN-10026019.A.3 | 1TNA231080P3001 | Flexibar 8x24x1 IC L3 Front | 0 | 0 | 0 | 0 | 0 | 0 | 0 | 1100001469 DEVSHREE ENTERPRISES ¦ 1300001672 BEIJING VICTORY ELECTRIC CO., LTD. |  | ABB
1SYN426019R001A | IN-10026019.A.5 | 1TNA231080P3001 | Flexibar 8x24x1 IC L3 Front | 0 | 0 | 0 | 0 | 0 | 0 | 0 | 1100001469 DEVSHREE ENTERPRISES ¦ 1300001672 BEIJING VICTORY ELECTRIC CO., LTD. |  | ABB
1SYN126019R001A | IN-10026019.A.1 | 1TNA231080P3002 | Flexibar 8x24x1 IC L3 Rear | 20 | 0 | 20 | 20 | 0 | 20 | 0 | 1100001469 DEVSHREE ENTERPRISES ¦ 1300001672 BEIJING VICTORY ELECTRIC CO., LTD. |  | ABB
1SYN226019R001A | IN-10026019.A.2 | 1TNA231080P3002 | Flexibar 8x24x1 IC L3 Rear | 0 | 0 | 0 | 0 | 0 | 0 | 0 | 1100001469 DEVSHREE ENTERPRISES ¦ 1300001672 BEIJING VICTORY ELECTRIC CO., LTD. |  | ABB
1SYN226019R002A | IN-10026019.A.3 | 1TNA231080P3002 | Flexibar 8x24x1 IC L3 Rear | 0 | 0 | 0 | 0 | 0 | 0 | 0 | 1100001469 DEVSHREE ENTERPRISES ¦ 1300001672 BEIJING VICTORY ELECTRIC CO., LTD. |  | ABB
1SYN426019R001A | IN-10026019.A.5 | 1TNA231080P3002 | Flexibar 8x24x1 IC L3 Rear | 0 | 0 | 0 | 0 | 0 | 0 | 0 | 1100001469 DEVSHREE ENTERPRISES ¦ 1300001672 BEIJING VICTORY ELECTRIC CO., LTD. |  | ABB
1SYN126019R001A | IN-10026019.A.1 | 1TNA231080P4001 | Flexibar 8x24x1 IC N Front | 20 | 0 | 20 | 20 | 0 | 20 | 0 | 1100001469 DEVSHREE ENTERPRISES ¦ 1300001672 BEIJING VICTORY ELECTRIC CO., LTD. |  | ABB
1SYN226019R001A | IN-10026019.A.2 | 1TNA231080P4001 | Flexibar 8x24x1 IC N Front | 0 | 0 | 0 | 0 | 0 | 0 | 0 | 1100001469 DEVSHREE ENTERPRISES ¦ 1300001672 BEIJING VICTORY ELECTRIC CO., LTD. |  | ABB
1SYN226019R002A | IN-10026019.A.3 | 1TNA231080P4001 | Flexibar 8x24x1 IC N Front | 0 | 0 | 0 | 0 | 0 | 0 | 0 | 1100001469 DEVSHREE ENTERPRISES ¦ 1300001672 BEIJING VICTORY ELECTRIC CO., LTD. |  | ABB
1SYN426019R001A | IN-10026019.A.5 | 1TNA231080P4001 | Flexibar 8x24x1 IC N Front | 0 | 0 | 0 | 0 | 0 | 0 | 0 | 1100001469 DEVSHREE ENTERPRISES ¦ 1300001672 BEIJING VICTORY ELECTRIC CO., LTD. |  | ABB
1SYN126019R001A | IN-10026019.A.1 | 1TNA231080P4002 | Flexibar 8x24x1 IC N Rear | 20 | 0 | 20 | 20 | 0 | 20 | 0 | 1100001469 DEVSHREE ENTERPRISES ¦ 1300001672 BEIJING VICTORY ELECTRIC CO., LTD. |  | ABB
1SYN226019R001A | IN-10026019.A.2 | 1TNA231080P4002 | Flexibar 8x24x1 IC N Rear | 0 | 0 | 0 | 0 | 0 | 0 | 0 | 1100001469 DEVSHREE ENTERPRISES ¦ 1300001672 BEIJING VICTORY ELECTRIC CO., LTD. |  | ABB
1SYN226019R002A | IN-10026019.A.3 | 1TNA231080P4002 | Flexibar 8x24x1 IC N Rear | 0 | 0 | 0 | 0 | 0 | 0 | 0 | 1100001469 DEVSHREE ENTERPRISES ¦ 1300001672 BEIJING VICTORY ELECTRIC CO., LTD. |  | ABB
1SYN426019R001A | IN-10026019.A.5 | 1TNA231080P4002 | Flexibar 8x24x1 IC N Rear | 0 | 0 | 0 | 0 | 0 | 0 | 0 | 1100001469 DEVSHREE ENTERPRISES ¦ 1300001672 BEIJING VICTORY ELECTRIC CO., LTD. |  | ABB
1SYN126019R001A | IN-10026019.A.1 | 1TNA231081P1001 | Flexibar 6x24x1 XT5 IC L1 Front | 20 | 0 | 20 | 20 | 0 | 20 | 0 | 1100001469 DEVSHREE ENTERPRISES ¦ 1300001672 BEIJING VICTORY ELECTRIC CO., LTD. ¦ 1800000327 ABB s.r.o. ELSYNN |  | ABB
1SYN226019R001A | IN-10026019.A.2 | 1TNA231081P1001 | Flexibar 6x24x1 XT5 IC L1 Front | 0 | 0 | 0 | 0 | 0 | 0 | 0 | 1100001469 DEVSHREE ENTERPRISES ¦ 1300001672 BEIJING VICTORY ELECTRIC CO., LTD. ¦ 1800000327 ABB s.r.o. ELSYNN |  | ABB
1SYN226019R002A | IN-10026019.A.3 | 1TNA231081P1001 | Flexibar 6x24x1 XT5 IC L1 Front | 0 | 0 | 0 | 0 | 0 | 0 | 0 | 1100001469 DEVSHREE ENTERPRISES ¦ 1300001672 BEIJING VICTORY ELECTRIC CO., LTD. ¦ 1800000327 ABB s.r.o. ELSYNN |  | ABB
1SYN426019R001A | IN-10026019.A.5 | 1TNA231081P1001 | Flexibar 6x24x1 XT5 IC L1 Front | 0 | 0 | 0 | 0 | 0 | 0 | 0 | 1100001469 DEVSHREE ENTERPRISES ¦ 1300001672 BEIJING VICTORY ELECTRIC CO., LTD. ¦ 1800000327 ABB s.r.o. ELSYNN |  | ABB
1SYN126019R001A | IN-10026019.A.1 | 1TNA231081P1002 | Flexibar 6x24x1 XT5 IC L1 Rear | 20 | 0 | 20 | 20 | 0 | 20 | 0 | 1100001469 DEVSHREE ENTERPRISES ¦ 1300001672 BEIJING VICTORY ELECTRIC CO., LTD. ¦ 1800000327 ABB s.r.o. ELSYNN |  | ABB
1SYN226019R001A | IN-10026019.A.2 | 1TNA231081P1002 | Flexibar 6x24x1 XT5 IC L1 Rear | 0 | 0 | 0 | 0 | 0 | 0 | 0 | 1100001469 DEVSHREE ENTERPRISES ¦ 1300001672 BEIJING VICTORY ELECTRIC CO., LTD. ¦ 1800000327 ABB s.r.o. ELSYNN |  | ABB
1SYN226019R002A | IN-10026019.A.3 | 1TNA231081P1002 | Flexibar 6x24x1 XT5 IC L1 Rear | 0 | 0 | 0 | 0 | 0 | 0 | 0 | 1100001469 DEVSHREE ENTERPRISES ¦ 1300001672 BEIJING VICTORY ELECTRIC CO., LTD. ¦ 1800000327 ABB s.r.o. ELSYNN |  | ABB
1SYN426019R001A | IN-10026019.A.5 | 1TNA231081P1002 | Flexibar 6x24x1 XT5 IC L1 Rear | 0 | 0 | 0 | 0 | 0 | 0 | 0 | 1100001469 DEVSHREE ENTERPRISES ¦ 1300001672 BEIJING VICTORY ELECTRIC CO., LTD. ¦ 1800000327 ABB s.r.o. ELSYNN |  | ABB
1SYN126019R001A | IN-10026019.A.1 | 1TNA231081P2001 | Flexibar 6x24x1 XT5 IC L2 Front | 20 | 0 | 20 | 20 | 0 | 20 | 0 | 1100001469 DEVSHREE ENTERPRISES ¦ 1300001672 BEIJING VICTORY ELECTRIC CO., LTD. ¦ 1800000327 ABB s.r.o. ELSYNN |  | ABB
1SYN226019R001A | IN-10026019.A.2 | 1TNA231081P2001 | Flexibar 6x24x1 XT5 IC L2 Front | 0 | 0 | 0 | 0 | 0 | 0 | 0 | 1100001469 DEVSHREE ENTERPRISES ¦ 1300001672 BEIJING VICTORY ELECTRIC CO., LTD. ¦ 1800000327 ABB s.r.o. ELSYNN |  | ABB
1SYN226019R002A | IN-10026019.A.3 | 1TNA231081P2001 | Flexibar 6x24x1 XT5 IC L2 Front | 0 | 0 | 0 | 0 | 0 | 0 | 0 | 1100001469 DEVSHREE ENTERPRISES ¦ 1300001672 BEIJING VICTORY ELECTRIC CO., LTD. ¦ 1800000327 ABB s.r.o. ELSYNN |  | ABB
1SYN426019R001A | IN-10026019.A.5 | 1TNA231081P2001 | Flexibar 6x24x1 XT5 IC L2 Front | 0 | 0 | 0 | 0 | 0 | 0 | 0 | 1100001469 DEVSHREE ENTERPRISES ¦ 1300001672 BEIJING VICTORY ELECTRIC CO., LTD. ¦ 1800000327 ABB s.r.o. ELSYNN |  | ABB
1SYN126019R001A | IN-10026019.A.1 | 1TNA231081P2002 | Flexibar 6x24x1 XT5 IC L2 Rear | 20 | 0 | 20 | 20 | 0 | 20 | 0 | 1100001469 DEVSHREE ENTERPRISES ¦ 1300001672 BEIJING VICTORY ELECTRIC CO., LTD. ¦ 1800000327 ABB s.r.o. ELSYNN |  | ABB
1SYN226019R001A | IN-10026019.A.2 | 1TNA231081P2002 | Flexibar 6x24x1 XT5 IC L2 Rear | 0 | 0 | 0 | 0 | 0 | 0 | 0 | 1100001469 DEVSHREE ENTERPRISES ¦ 1300001672 BEIJING VICTORY ELECTRIC CO., LTD. ¦ 1800000327 ABB s.r.o. ELSYNN |  | ABB
1SYN226019R002A | IN-10026019.A.3 | 1TNA231081P2002 | Flexibar 6x24x1 XT5 IC L2 Rear | 0 | 0 | 0 | 0 | 0 | 0 | 0 | 1100001469 DEVSHREE ENTERPRISES ¦ 1300001672 BEIJING VICTORY ELECTRIC CO., LTD. ¦ 1800000327 ABB s.r.o. ELSYNN |  | ABB
1SYN426019R001A | IN-10026019.A.5 | 1TNA231081P2002 | Flexibar 6x24x1 XT5 IC L2 Rear | 0 | 0 | 0 | 0 | 0 | 0 | 0 | 1100001469 DEVSHREE ENTERPRISES ¦ 1300001672 BEIJING VICTORY ELECTRIC CO., LTD. ¦ 1800000327 ABB s.r.o. ELSYNN |  | ABB
1SYN126019R001A | IN-10026019.A.1 | 1TNA231081P3001 | Flexibar 6x24x1 XT5 IC L3 Front | 20 | 0 | 20 | 20 | 0 | 20 | 0 | 1100001469 DEVSHREE ENTERPRISES ¦ 1300001672 BEIJING VICTORY ELECTRIC CO., LTD. ¦ 1800000327 ABB s.r.o. ELSYNN |  | ABB
1SYN226019R001A | IN-10026019.A.2 | 1TNA231081P3001 | Flexibar 6x24x1 XT5 IC L3 Front | 0 | 0 | 0 | 0 | 0 | 0 | 0 | 1100001469 DEVSHREE ENTERPRISES ¦ 1300001672 BEIJING VICTORY ELECTRIC CO., LTD. ¦ 1800000327 ABB s.r.o. ELSYNN |  | ABB
1SYN226019R002A | IN-10026019.A.3 | 1TNA231081P3001 | Flexibar 6x24x1 XT5 IC L3 Front | 0 | 0 | 0 | 0 | 0 | 0 | 0 | 1100001469 DEVSHREE ENTERPRISES ¦ 1300001672 BEIJING VICTORY ELECTRIC CO., LTD. ¦ 1800000327 ABB s.r.o. ELSYNN |  | ABB
1SYN426019R001A | IN-10026019.A.5 | 1TNA231081P3001 | Flexibar 6x24x1 XT5 IC L3 Front | 0 | 0 | 0 | 0 | 0 | 0 | 0 | 1100001469 DEVSHREE ENTERPRISES ¦ 1300001672 BEIJING VICTORY ELECTRIC CO., LTD. ¦ 1800000327 ABB s.r.o. ELSYNN |  | ABB
1SYN126019R001A | IN-10026019.A.1 | 1TNA231081P3002 | Flexibar 6x24x1 XT5 IC L3 Rear | 20 | 0 | 20 | 20 | 0 | 20 | 0 | 1100001469 DEVSHREE ENTERPRISES ¦ 1300001672 BEIJING VICTORY ELECTRIC CO., LTD. ¦ 1800000327 ABB s.r.o. ELSYNN |  | ABB
1SYN226019R001A | IN-10026019.A.2 | 1TNA231081P3002 | Flexibar 6x24x1 XT5 IC L3 Rear | 0 | 0 | 0 | 0 | 0 | 0 | 0 | 1100001469 DEVSHREE ENTERPRISES ¦ 1300001672 BEIJING VICTORY ELECTRIC CO., LTD. ¦ 1800000327 ABB s.r.o. ELSYNN |  | ABB
1SYN226019R002A | IN-10026019.A.3 | 1TNA231081P3002 | Flexibar 6x24x1 XT5 IC L3 Rear | 0 | 0 | 0 | 0 | 0 | 0 | 0 | 1100001469 DEVSHREE ENTERPRISES ¦ 1300001672 BEIJING VICTORY ELECTRIC CO., LTD. ¦ 1800000327 ABB s.r.o. ELSYNN |  | ABB
1SYN426019R001A | IN-10026019.A.5 | 1TNA231081P3002 | Flexibar 6x24x1 XT5 IC L3 Rear | 0 | 0 | 0 | 0 | 0 | 0 | 0 | 1100001469 DEVSHREE ENTERPRISES ¦ 1300001672 BEIJING VICTORY ELECTRIC CO., LTD. ¦ 1800000327 ABB s.r.o. ELSYNN |  | ABB
1SYN126019R001A | IN-10026019.A.1 | 1TNA231081P4001 | Flexibar 6x24x1 XT5 IC N Front | 20 | 0 | 20 | 20 | 0 | 20 | 0 | 1100001469 DEVSHREE ENTERPRISES ¦ 1300001672 BEIJING VICTORY ELECTRIC CO., LTD. ¦ 1800000327 ABB s.r.o. ELSYNN |  | ABB
1SYN226019R001A | IN-10026019.A.2 | 1TNA231081P4001 | Flexibar 6x24x1 XT5 IC N Front | 0 | 0 | 0 | 0 | 0 | 0 | 0 | 1100001469 DEVSHREE ENTERPRISES ¦ 1300001672 BEIJING VICTORY ELECTRIC CO., LTD. ¦ 1800000327 ABB s.r.o. ELSYNN |  | ABB
1SYN226019R002A | IN-10026019.A.3 | 1TNA231081P4001 | Flexibar 6x24x1 XT5 IC N Front | 0 | 0 | 0 | 0 | 0 | 0 | 0 | 1100001469 DEVSHREE ENTERPRISES ¦ 1300001672 BEIJING VICTORY ELECTRIC CO., LTD. ¦ 1800000327 ABB s.r.o. ELSYNN |  | ABB
1SYN426019R001A | IN-10026019.A.5 | 1TNA231081P4001 | Flexibar 6x24x1 XT5 IC N Front | 0 | 0 | 0 | 0 | 0 | 0 | 0 | 1100001469 DEVSHREE ENTERPRISES ¦ 1300001672 BEIJING VICTORY ELECTRIC CO., LTD. ¦ 1800000327 ABB s.r.o. ELSYNN |  | ABB
1SYN126019R001A | IN-10026019.A.1 | 1TNA231081P4002 | Flexibar 6x24x1 XT5 IC N Rear | 20 | 0 | 20 | 20 | 0 | 20 | 0 | 1100001469 DEVSHREE ENTERPRISES ¦ 1300001672 BEIJING VICTORY ELECTRIC CO., LTD. ¦ 1800000327 ABB s.r.o. ELSYNN |  | ABB
1SYN226019R001A | IN-10026019.A.2 | 1TNA231081P4002 | Flexibar 6x24x1 XT5 IC N Rear | 0 | 0 | 0 | 0 | 0 | 0 | 0 | 1100001469 DEVSHREE ENTERPRISES ¦ 1300001672 BEIJING VICTORY ELECTRIC CO., LTD. ¦ 1800000327 ABB s.r.o. ELSYNN |  | ABB
1SYN226019R002A | IN-10026019.A.3 | 1TNA231081P4002 | Flexibar 6x24x1 XT5 IC N Rear | 0 | 0 | 0 | 0 | 0 | 0 | 0 | 1100001469 DEVSHREE ENTERPRISES ¦ 1300001672 BEIJING VICTORY ELECTRIC CO., LTD. ¦ 1800000327 ABB s.r.o. ELSYNN |  | ABB
1SYN426019R001A | IN-10026019.A.5 | 1TNA231081P4002 | Flexibar 6x24x1 XT5 IC N Rear | 0 | 0 | 0 | 0 | 0 | 0 | 0 | 1100001469 DEVSHREE ENTERPRISES ¦ 1300001672 BEIJING VICTORY ELECTRIC CO., LTD. ¦ 1800000327 ABB s.r.o. ELSYNN |  | ABB
1SYN126019R001A | IN-10026019.A.1 | 1TNA231083P0002 | Bar 40x10 XT5 400 out | 8 | 0 | 0 | 0 | 0 | 8 | 0 |  |  | Vendor Scope
1SYN226019R001A | IN-10026019.A.2 | 1TNA231083P0002 | Bar 40x10 XT5 400 out | 0 | 0 | 0 | 0 | 0 | 0 | 0 |  |  | Vendor Scope
1SYN226019R002A | IN-10026019.A.3 | 1TNA231083P0002 | Bar 40x10 XT5 400 out | 0 | 0 | 0 | 0 | 0 | 0 | 0 |  |  | Vendor Scope
1SYN426019R001A | IN-10026019.A.5 | 1TNA231083P0002 | Bar 40x10 XT5 400 out | 0 | 0 | 0 | 0 | 0 | 0 | 0 |  |  | Vendor Scope
1SYN126019R001A | IN-10026019.A.1 | 1TNA231098P1001 | DBB connection bar MCD800 L1-1 | 13 | 0 | 0 | 0 | 0 | 13 | 0 |  |  | Vendor Scope
1SYN226019R001A | IN-10026019.A.2 | 1TNA231098P1001 | DBB connection bar MCD800 L1-1 | 0 | 0 | 0 | 0 | 0 | 0 | 0 |  |  | Vendor Scope
1SYN226019R002A | IN-10026019.A.3 | 1TNA231098P1001 | DBB connection bar MCD800 L1-1 | 0 | 0 | 0 | 0 | 0 | 0 | 0 |  |  | Vendor Scope
1SYN426019R001A | IN-10026019.A.5 | 1TNA231098P1001 | DBB connection bar MCD800 L1-1 | 0 | 0 | 0 | 0 | 0 | 0 | 0 |  |  | Vendor Scope
1SYN126019R001A | IN-10026019.A.1 | 1TNA231098P1002 | DBB connection bar MCD800 L1-2 | 13 | 0 | 0 | 0 | 0 | 13 | 0 |  |  | Vendor Scope
1SYN226019R001A | IN-10026019.A.2 | 1TNA231098P1002 | DBB connection bar MCD800 L1-2 | 0 | 0 | 0 | 0 | 0 | 0 | 0 |  |  | Vendor Scope
1SYN226019R002A | IN-10026019.A.3 | 1TNA231098P1002 | DBB connection bar MCD800 L1-2 | 0 | 0 | 0 | 0 | 0 | 0 | 0 |  |  | Vendor Scope
1SYN426019R001A | IN-10026019.A.5 | 1TNA231098P1002 | DBB connection bar MCD800 L1-2 | 0 | 0 | 0 | 0 | 0 | 0 | 0 |  |  | Vendor Scope
1SYN126019R001A | IN-10026019.A.1 | 1TNA231098P1003 | DBB connection bar MCD800 L2-1 | 13 | 0 | 0 | 0 | 0 | 13 | 0 |  |  | Vendor Scope
1SYN226019R001A | IN-10026019.A.2 | 1TNA231098P1003 | DBB connection bar MCD800 L2-1 | 0 | 0 | 0 | 0 | 0 | 0 | 0 |  |  | Vendor Scope
1SYN226019R002A | IN-10026019.A.3 | 1TNA231098P1003 | DBB connection bar MCD800 L2-1 | 0 | 0 | 0 | 0 | 0 | 0 | 0 |  |  | Vendor Scope
1SYN426019R001A | IN-10026019.A.5 | 1TNA231098P1003 | DBB connection bar MCD800 L2-1 | 0 | 0 | 0 | 0 | 0 | 0 | 0 |  |  | Vendor Scope
1SYN126019R001A | IN-10026019.A.1 | 1TNA231098P1004 | DBB connection bar MCD800 L2-2 | 13 | 0 | 0 | 0 | 0 | 13 | 0 |  |  | Vendor Scope
1SYN226019R001A | IN-10026019.A.2 | 1TNA231098P1004 | DBB connection bar MCD800 L2-2 | 0 | 0 | 0 | 0 | 0 | 0 | 0 |  |  | Vendor Scope
1SYN226019R002A | IN-10026019.A.3 | 1TNA231098P1004 | DBB connection bar MCD800 L2-2 | 0 | 0 | 0 | 0 | 0 | 0 | 0 |  |  | Vendor Scope
1SYN426019R001A | IN-10026019.A.5 | 1TNA231098P1004 | DBB connection bar MCD800 L2-2 | 0 | 0 | 0 | 0 | 0 | 0 | 0 |  |  | Vendor Scope
1SYN126019R001A | IN-10026019.A.1 | 1TNA231098P1005 | DBB connection bar MCD800 L3-1 | 13 | 0 | 0 | 0 | 0 | 13 | 0 |  |  | Vendor Scope
1SYN226019R001A | IN-10026019.A.2 | 1TNA231098P1005 | DBB connection bar MCD800 L3-1 | 0 | 0 | 0 | 0 | 0 | 0 | 0 |  |  | Vendor Scope
1SYN226019R002A | IN-10026019.A.3 | 1TNA231098P1005 | DBB connection bar MCD800 L3-1 | 0 | 0 | 0 | 0 | 0 | 0 | 0 |  |  | Vendor Scope
1SYN426019R001A | IN-10026019.A.5 | 1TNA231098P1005 | DBB connection bar MCD800 L3-1 | 0 | 0 | 0 | 0 | 0 | 0 | 0 |  |  | Vendor Scope
1SYN126019R001A | IN-10026019.A.1 | 1TNA231098P1006 | DBB connection bar MCD800 L3-2 | 13 | 0 | 0 | 0 | 0 | 13 | 0 |  |  | Vendor Scope
1SYN226019R001A | IN-10026019.A.2 | 1TNA231098P1006 | DBB connection bar MCD800 L3-2 | 0 | 0 | 0 | 0 | 0 | 0 | 0 |  |  | Vendor Scope
1SYN226019R002A | IN-10026019.A.3 | 1TNA231098P1006 | DBB connection bar MCD800 L3-2 | 0 | 0 | 0 | 0 | 0 | 0 | 0 |  |  | Vendor Scope
1SYN426019R001A | IN-10026019.A.5 | 1TNA231098P1006 | DBB connection bar MCD800 L3-2 | 0 | 0 | 0 | 0 | 0 | 0 | 0 |  |  | Vendor Scope
1SYN126019R001A | IN-10026019.A.1 | 1TNA231197P0025 | Main PEN bar 40x10 L2390 | 0 | 0 | 0 | 0 | 0 | 0 | 0 |  |  | Vendor Scope
1SYN226019R001A | IN-10026019.A.2 | 1TNA231197P0025 | Main PEN bar 40x10 L2390 | 1 | 0 | 0 | 0 | 0 | 1 | 0 |  |  | Vendor Scope
1SYN226019R002A | IN-10026019.A.3 | 1TNA231197P0025 | Main PEN bar 40x10 L2390 | 0 | 0 | 0 | 0 | 0 | 0 | 0 |  |  | Vendor Scope
1SYN426019R001A | IN-10026019.A.5 | 1TNA231197P0025 | Main PEN bar 40x10 L2390 | 0 | 0 | 0 | 0 | 0 | 0 | 0 |  |  | Vendor Scope
1SYN126019R001A | IN-10026019.A.1 | 1TNA231198P0001 | Connection bar for main PEN 40x10 L140 | 0 | 0 | 0 | 0 | 0 | 0 | 0 |  |  | Vendor Scope
1SYN226019R001A | IN-10026019.A.2 | 1TNA231198P0001 | Connection bar for main PEN 40x10 L140 | 2 | 0 | 0 | 0 | 0 | 2 | 0 |  |  | Vendor Scope
1SYN226019R002A | IN-10026019.A.3 | 1TNA231198P0001 | Connection bar for main PEN 40x10 L140 | 0 | 0 | 0 | 0 | 0 | 0 | 0 |  |  | Vendor Scope
1SYN426019R001A | IN-10026019.A.5 | 1TNA231198P0001 | Connection bar for main PEN 40x10 L140 | 0 | 0 | 0 | 0 | 0 | 0 | 0 |  |  | Vendor Scope
1SYN126019R001A | IN-10026019.A.1 | 1TNA231486P0001 | Vertical PEN bar 40x5 | 13 | 0 | 0 | 0 | 0 | 13 | 0 |  |  | Vendor Scope
1SYN226019R001A | IN-10026019.A.2 | 1TNA231486P0001 | Vertical PEN bar 40x5 | 9 | 0 | 0 | 0 | 0 | 9 | 0 |  |  | Vendor Scope
1SYN226019R002A | IN-10026019.A.3 | 1TNA231486P0001 | Vertical PEN bar 40x5 | 0 | 0 | 0 | 0 | 0 | 0 | 0 |  |  | Vendor Scope
1SYN426019R001A | IN-10026019.A.5 | 1TNA231486P0001 | Vertical PEN bar 40x5 | 0 | 0 | 0 | 0 | 0 | 0 | 0 |  |  | Vendor Scope
1SYN126019R001A | IN-10026019.A.1 | 1TNA231489P0001 | PEN connection bar 40X5 | 13 | 0 | 0 | 0 | 0 | 13 | 0 |  |  | Vendor Scope
1SYN226019R001A | IN-10026019.A.2 | 1TNA231489P0001 | PEN connection bar 40X5 | 9 | 0 | 0 | 0 | 0 | 9 | 0 |  |  | Vendor Scope
1SYN226019R002A | IN-10026019.A.3 | 1TNA231489P0001 | PEN connection bar 40X5 | 0 | 0 | 0 | 0 | 0 | 0 | 0 |  |  | Vendor Scope
1SYN426019R001A | IN-10026019.A.5 | 1TNA231489P0001 | PEN connection bar 40X5 | 0 | 0 | 0 | 0 | 0 | 0 | 0 |  |  | Vendor Scope
1SYN126019R001A | IN-10026019.A.1 | 1TNA231566P0003 | PE Connection Bar 40x10 f.C V-PE 80 L | 4 | 0 | 0 | 0 | 0 | 4 | 0 |  |  | Vendor Scope
1SYN226019R001A | IN-10026019.A.2 | 1TNA231566P0003 | PE Connection Bar 40x10 f.C V-PE 80 L | 0 | 0 | 0 | 0 | 0 | 0 | 0 |  |  | Vendor Scope
1SYN226019R002A | IN-10026019.A.3 | 1TNA231566P0003 | PE Connection Bar 40x10 f.C V-PE 80 L | 0 | 0 | 0 | 0 | 0 | 0 | 0 |  |  | Vendor Scope
1SYN426019R001A | IN-10026019.A.5 | 1TNA231566P0003 | PE Connection Bar 40x10 f.C V-PE 80 L | 0 | 0 | 0 | 0 | 0 | 0 | 0 |  |  | Vendor Scope
1SYN126019R001A | IN-10026019.A.1 | 1TNA231566P0011 | PE Connection Bar 40x10 for busway Long | 2 | 0 | 0 | 0 | 0 | 2 | 0 |  |  | Vendor Scope
1SYN226019R001A | IN-10026019.A.2 | 1TNA231566P0011 | PE Connection Bar 40x10 for busway Long | 0 | 0 | 0 | 0 | 0 | 0 | 0 |  |  | Vendor Scope
1SYN226019R002A | IN-10026019.A.3 | 1TNA231566P0011 | PE Connection Bar 40x10 for busway Long | 0 | 0 | 0 | 0 | 0 | 0 | 0 |  |  | Vendor Scope
1SYN426019R001A | IN-10026019.A.5 | 1TNA231566P0011 | PE Connection Bar 40x10 for busway Long | 0 | 0 | 0 | 0 | 0 | 0 | 0 |  |  | Vendor Scope
1SYN126019R001A | IN-10026019.A.1 | 1TNA231570P1001 | Vertical PE Bar 80x10 for Cable IOB | 4 | 0 | 0 | 0 | 0 | 4 | 0 |  |  | Vendor Scope
1SYN226019R001A | IN-10026019.A.2 | 1TNA231570P1001 | Vertical PE Bar 80x10 for Cable IOB | 0 | 0 | 0 | 0 | 0 | 0 | 0 |  |  | Vendor Scope
1SYN226019R002A | IN-10026019.A.3 | 1TNA231570P1001 | Vertical PE Bar 80x10 for Cable IOB | 0 | 0 | 0 | 0 | 0 | 0 | 0 |  |  | Vendor Scope
1SYN426019R001A | IN-10026019.A.5 | 1TNA231570P1001 | Vertical PE Bar 80x10 for Cable IOB | 0 | 0 | 0 | 0 | 0 | 0 | 0 |  |  | Vendor Scope
1SYN126019R001A | IN-10026019.A.1 | 1TNA231589P1001 | V-PE Bar 40x10 for busway H450 | 2 | 0 | 0 | 0 | 0 | 2 | 0 |  |  | Vendor Scope
1SYN226019R001A | IN-10026019.A.2 | 1TNA231589P1001 | V-PE Bar 40x10 for busway H450 | 0 | 0 | 0 | 0 | 0 | 0 | 0 |  |  | Vendor Scope
1SYN226019R002A | IN-10026019.A.3 | 1TNA231589P1001 | V-PE Bar 40x10 for busway H450 | 0 | 0 | 0 | 0 | 0 | 0 | 0 |  |  | Vendor Scope
1SYN426019R001A | IN-10026019.A.5 | 1TNA231589P1001 | V-PE Bar 40x10 for busway H450 | 0 | 0 | 0 | 0 | 0 | 0 | 0 |  |  | Vendor Scope
1SYN126019R001A | IN-10026019.A.1 | 1TNA330288P0005 | Plastic support | 2 | 0 | 0 | 0 | 0 | 2 | 0 |  |  | Vendor Scope
1SYN226019R001A | IN-10026019.A.2 | 1TNA330288P0005 | Plastic support | 0 | 0 | 0 | 0 | 0 | 0 | 0 |  |  | Vendor Scope
1SYN226019R002A | IN-10026019.A.3 | 1TNA330288P0005 | Plastic support | 0 | 0 | 0 | 0 | 0 | 0 | 0 |  |  | Vendor Scope
1SYN426019R001A | IN-10026019.A.5 | 1TNA330288P0005 | Plastic support | 0 | 0 | 0 | 0 | 0 | 0 | 0 |  |  | Vendor Scope
1SYN126019R001A | IN-10026019.A.1 | 1TNA330329P0002 | Form 4b plastic plate E6.2-W12 | 2 | 0 | 0 | 0 | 0 | 2 | 0 |  |  | Vendor Scope
1SYN226019R001A | IN-10026019.A.2 | 1TNA330329P0002 | Form 4b plastic plate E6.2-W12 | 0 | 0 | 0 | 0 | 0 | 0 | 0 |  |  | Vendor Scope
1SYN226019R002A | IN-10026019.A.3 | 1TNA330329P0002 | Form 4b plastic plate E6.2-W12 | 0 | 0 | 0 | 0 | 0 | 0 | 0 |  |  | Vendor Scope
1SYN426019R001A | IN-10026019.A.5 | 1TNA330329P0002 | Form 4b plastic plate E6.2-W12 | 0 | 0 | 0 | 0 | 0 | 0 | 0 |  |  | Vendor Scope
1SYN126019R001A | IN-10026019.A.1 | 1TNA330374P0800 | DBS compartment support MCD08 | 8 | 0 | 0 | 0 | 0 | 8 | 0 |  |  | Vendor Scope
1SYN226019R001A | IN-10026019.A.2 | 1TNA330374P0800 | DBS compartment support MCD08 | 0 | 0 | 0 | 0 | 0 | 0 | 0 |  |  | Vendor Scope
1SYN226019R002A | IN-10026019.A.3 | 1TNA330374P0800 | DBS compartment support MCD08 | 0 | 0 | 0 | 0 | 0 | 0 | 0 |  |  | Vendor Scope
1SYN426019R001A | IN-10026019.A.5 | 1TNA330374P0800 | DBS compartment support MCD08 | 0 | 0 | 0 | 0 | 0 | 0 | 0 |  |  | Vendor Scope
1SYN126019R001A | IN-10026019.A.1 | 1TNA330385P0001 | E6.2 bus tie support | 1 | 0 | 0 | 0 | 0 | 1 | 0 |  |  | Vendor Scope
1SYN226019R001A | IN-10026019.A.2 | 1TNA330385P0001 | E6.2 bus tie support | 0 | 0 | 0 | 0 | 0 | 0 | 0 |  |  | Vendor Scope
1SYN226019R002A | IN-10026019.A.3 | 1TNA330385P0001 | E6.2 bus tie support | 0 | 0 | 0 | 0 | 0 | 0 | 0 |  |  | Vendor Scope
1SYN426019R001A | IN-10026019.A.5 | 1TNA330385P0001 | E6.2 bus tie support | 0 | 0 | 0 | 0 | 0 | 0 | 0 |  |  | Vendor Scope
1SYN126019R001A | IN-10026019.A.1 | 1TNA330385P0002 | E6.2 bus tie support | 1 | 0 | 0 | 0 | 0 | 1 | 0 |  |  | Vendor Scope
1SYN226019R001A | IN-10026019.A.2 | 1TNA330385P0002 | E6.2 bus tie support | 0 | 0 | 0 | 0 | 0 | 0 | 0 |  |  | Vendor Scope
1SYN226019R002A | IN-10026019.A.3 | 1TNA330385P0002 | E6.2 bus tie support | 0 | 0 | 0 | 0 | 0 | 0 | 0 |  |  | Vendor Scope
1SYN426019R001A | IN-10026019.A.5 | 1TNA330385P0002 | E6.2 bus tie support | 0 | 0 | 0 | 0 | 0 | 0 | 0 |  |  | Vendor Scope
1SYN126019R001A | IN-10026019.A.1 | 1TNA330386P0001 | Partition Cover E6.2-40/3P/4PForm4A W12 | 1 | 0 | 0 | 0 | 0 | 1 | 0 |  |  | Vendor Scope
1SYN226019R001A | IN-10026019.A.2 | 1TNA330386P0001 | Partition Cover E6.2-40/3P/4PForm4A W12 | 0 | 0 | 0 | 0 | 0 | 0 | 0 |  |  | Vendor Scope
1SYN226019R002A | IN-10026019.A.3 | 1TNA330386P0001 | Partition Cover E6.2-40/3P/4PForm4A W12 | 0 | 0 | 0 | 0 | 0 | 0 | 0 |  |  | Vendor Scope
1SYN426019R001A | IN-10026019.A.5 | 1TNA330386P0001 | Partition Cover E6.2-40/3P/4PForm4A W12 | 0 | 0 | 0 | 0 | 0 | 0 | 0 |  |  | Vendor Scope
1SYN126019R001A | IN-10026019.A.1 | 1TNA330386P0002 | Partition Cover E6.2-40/3P/4PForm4A W12 | 1 | 0 | 0 | 0 | 0 | 1 | 0 |  |  | Vendor Scope
1SYN226019R001A | IN-10026019.A.2 | 1TNA330386P0002 | Partition Cover E6.2-40/3P/4PForm4A W12 | 0 | 0 | 0 | 0 | 0 | 0 | 0 |  |  | Vendor Scope
1SYN226019R002A | IN-10026019.A.3 | 1TNA330386P0002 | Partition Cover E6.2-40/3P/4PForm4A W12 | 0 | 0 | 0 | 0 | 0 | 0 | 0 |  |  | Vendor Scope
1SYN426019R001A | IN-10026019.A.5 | 1TNA330386P0002 | Partition Cover E6.2-40/3P/4PForm4A W12 | 0 | 0 | 0 | 0 | 0 | 0 | 0 |  |  | Vendor Scope
1SYN126019R001A | IN-10026019.A.1 | 1TNA330387P0001 | Bar support | 4 | 0 | 0 | 0 | 0 | 4 | 0 |  |  | Vendor Scope
1SYN226019R001A | IN-10026019.A.2 | 1TNA330387P0001 | Bar support | 0 | 0 | 0 | 0 | 0 | 0 | 0 |  |  | Vendor Scope
1SYN226019R002A | IN-10026019.A.3 | 1TNA330387P0001 | Bar support | 0 | 0 | 0 | 0 | 0 | 0 | 0 |  |  | Vendor Scope
1SYN426019R001A | IN-10026019.A.5 | 1TNA330387P0001 | Bar support | 0 | 0 | 0 | 0 | 0 | 0 | 0 |  |  | Vendor Scope
1SYN126019R001A | IN-10026019.A.1 | 1TNA330387P0002 | Bar support | 8 | 0 | 0 | 0 | 0 | 8 | 0 |  |  | Vendor Scope
1SYN226019R001A | IN-10026019.A.2 | 1TNA330387P0002 | Bar support | 0 | 0 | 0 | 0 | 0 | 0 | 0 |  |  | Vendor Scope
1SYN226019R002A | IN-10026019.A.3 | 1TNA330387P0002 | Bar support | 0 | 0 | 0 | 0 | 0 | 0 | 0 |  |  | Vendor Scope
1SYN426019R001A | IN-10026019.A.5 | 1TNA330387P0002 | Bar support | 0 | 0 | 0 | 0 | 0 | 0 | 0 |  |  | Vendor Scope
1SYN126019R001A | IN-10026019.A.1 | 1TNA330397P0002 | Insulation plate for XT5 4P | 16 | 0 | 0 | 0 | 0 | 16 | 0 |  |  | Vendor Scope
1SYN226019R001A | IN-10026019.A.2 | 1TNA330397P0002 | Insulation plate for XT5 4P | 0 | 0 | 0 | 0 | 0 | 0 | 0 |  |  | Vendor Scope
1SYN226019R002A | IN-10026019.A.3 | 1TNA330397P0002 | Insulation plate for XT5 4P | 0 | 0 | 0 | 0 | 0 | 0 | 0 |  |  | Vendor Scope
1SYN426019R001A | IN-10026019.A.5 | 1TNA330397P0002 | Insulation plate for XT5 4P | 0 | 0 | 0 | 0 | 0 | 0 | 0 |  |  | Vendor Scope
1SYN126019R001A | IN-10026019.A.1 | 1TNA330404P4002 | Bar support XT5 400 4P | 8 | 0 | 0 | 0 | 0 | 8 | 0 |  |  | Vendor Scope
1SYN226019R001A | IN-10026019.A.2 | 1TNA330404P4002 | Bar support XT5 400 4P | 0 | 0 | 0 | 0 | 0 | 0 | 0 |  |  | Vendor Scope
1SYN226019R002A | IN-10026019.A.3 | 1TNA330404P4002 | Bar support XT5 400 4P | 0 | 0 | 0 | 0 | 0 | 0 | 0 |  |  | Vendor Scope
1SYN426019R001A | IN-10026019.A.5 | 1TNA330404P4002 | Bar support XT5 400 4P | 0 | 0 | 0 | 0 | 0 | 0 | 0 |  |  | Vendor Scope
1SYN126019R001A | IN-10026019.A.1 | 1TNA330421P0001 | Bus tie H450 separation plate | 1 | 0 | 0 | 0 | 0 | 1 | 0 |  |  | Vendor Scope
1SYN226019R001A | IN-10026019.A.2 | 1TNA330421P0001 | Bus tie H450 separation plate | 0 | 0 | 0 | 0 | 0 | 0 | 0 |  |  | Vendor Scope
1SYN226019R002A | IN-10026019.A.3 | 1TNA330421P0001 | Bus tie H450 separation plate | 0 | 0 | 0 | 0 | 0 | 0 | 0 |  |  | Vendor Scope
1SYN426019R001A | IN-10026019.A.5 | 1TNA330421P0001 | Bus tie H450 separation plate | 0 | 0 | 0 | 0 | 0 | 0 | 0 |  |  | Vendor Scope
1SYN126019R001A | IN-10026019.A.1 | 1TNA330466P0001 | Bar support for AF205/370 | 0 | 0 | 0 | 0 | 0 | 0 | 0 |  |  | Vendor Scope
1SYN226019R001A | IN-10026019.A.2 | 1TNA330466P0001 | Bar support for AF205/370 | 0 | 0 | 0 | 0 | 0 | 0 | 0 |  |  | Vendor Scope
1SYN226019R002A | IN-10026019.A.3 | 1TNA330466P0001 | Bar support for AF205/370 | 2 | 0 | 0 | 0 | 0 | 2 | 0 |  |  | Vendor Scope
1SYN426019R001A | IN-10026019.A.5 | 1TNA330466P0001 | Bar support for AF205/370 | 0 | 0 | 0 | 0 | 0 | 0 | 0 |  |  | Vendor Scope
1SYN126019R001A | IN-10026019.A.1 | 1TNA330500P0001 | Sotax cover | 64 | 0 | 0 | 0 | 56 | 64 | 0 | 1800000327 ABB s.r.o. ELSYNN |  | ABB
1SYN226019R001A | IN-10026019.A.2 | 1TNA330500P0001 | Sotax cover | 0 | 0 | 0 | 0 | 0 | 0 | 0 | 1800000327 ABB s.r.o. ELSYNN |  | ABB
1SYN226019R002A | IN-10026019.A.3 | 1TNA330500P0001 | Sotax cover | 0 | 0 | 0 | 0 | 0 | 0 | 0 | 1800000327 ABB s.r.o. ELSYNN |  | ABB
1SYN426019R001A | IN-10026019.A.5 | 1TNA330500P0001 | Sotax cover | 0 | 0 | 0 | 0 | 0 | 0 | 0 | 1800000327 ABB s.r.o. ELSYNN |  | ABB
1SYN126019R001A | IN-10026019.A.1 | 1TNA330506P0002 | DBB support for Icw 100KA MCD8 | 13 | 0 | 0 | 0 | 0 | 13 | 0 |  |  | Vendor Scope
1SYN226019R001A | IN-10026019.A.2 | 1TNA330506P0002 | DBB support for Icw 100KA MCD8 | 0 | 0 | 0 | 0 | 0 | 0 | 0 |  |  | Vendor Scope
1SYN226019R002A | IN-10026019.A.3 | 1TNA330506P0002 | DBB support for Icw 100KA MCD8 | 0 | 0 | 0 | 0 | 0 | 0 | 0 |  |  | Vendor Scope
1SYN426019R001A | IN-10026019.A.5 | 1TNA330506P0002 | DBB support for Icw 100KA MCD8 | 0 | 0 | 0 | 0 | 0 | 0 | 0 |  |  | Vendor Scope
1SYN126019R001A | IN-10026019.A.1 | 1TNA500037P0001 | Aux. Dinrail support | 0 | 0 | 0 | 0 | 0 | 0 | 0 |  |  | Vendor Scope
1SYN226019R001A | IN-10026019.A.2 | 1TNA500037P0001 | Aux. Dinrail support | 27 | 0 | 0 | 0 | 0 | 27 | 0 |  |  | Vendor Scope
1SYN226019R002A | IN-10026019.A.3 | 1TNA500037P0001 | Aux. Dinrail support | 0 | 0 | 0 | 0 | 0 | 0 | 0 |  |  | Vendor Scope
1SYN426019R001A | IN-10026019.A.5 | 1TNA500037P0001 | Aux. Dinrail support | 0 | 0 | 0 | 0 | 0 | 0 | 0 |  |  | Vendor Scope
1SYN126019R001A | IN-10026019.A.1 | 1TNA500123R0002 | ACB LPLS cover weldment E2.2-E6.2 | 3 | 0 | 0 | 0 | 0 | 3 | 0 |  |  | Vendor Scope
1SYN226019R001A | IN-10026019.A.2 | 1TNA500123R0002 | ACB LPLS cover weldment E2.2-E6.2 | 0 | 0 | 0 | 0 | 0 | 0 | 0 |  |  | Vendor Scope
1SYN226019R002A | IN-10026019.A.3 | 1TNA500123R0002 | ACB LPLS cover weldment E2.2-E6.2 | 0 | 0 | 0 | 0 | 0 | 0 | 0 |  |  | Vendor Scope
1SYN426019R001A | IN-10026019.A.5 | 1TNA500123R0002 | ACB LPLS cover weldment E2.2-E6.2 | 0 | 0 | 0 | 0 | 0 | 0 | 0 |  |  | Vendor Scope
1SYN126019R001A | IN-10026019.A.1 | 1TNA500200R1009 | 630A SOTAX unit 4 finger | 32 | 0 | 0 | 0 | 0 | 32 | 0 | 1800000327 ABB s.r.o. ELSYNN |  | ABB
1SYN226019R001A | IN-10026019.A.2 | 1TNA500200R1009 | 630A SOTAX unit 4 finger | 0 | 0 | 0 | 0 | 0 | 0 | 0 | 1800000327 ABB s.r.o. ELSYNN |  | ABB
1SYN226019R002A | IN-10026019.A.3 | 1TNA500200R1009 | 630A SOTAX unit 4 finger | 0 | 0 | 0 | 0 | 0 | 0 | 0 | 1800000327 ABB s.r.o. ELSYNN |  | ABB
1SYN426019R001A | IN-10026019.A.5 | 1TNA500200R1009 | 630A SOTAX unit 4 finger | 0 | 0 | 0 | 0 | 0 | 0 | 0 | 1800000327 ABB s.r.o. ELSYNN |  | ABB
1SYN126019R001A | IN-10026019.A.1 | 1TNA500200R1019 | 630A SOTAX unit 4 finger_Sn M12x45 | 64 | 0 | 0 | 0 | 57 | 64 | 0 | 1800000327 ABB s.r.o. ELSYNN |  | ABB
1SYN226019R001A | IN-10026019.A.2 | 1TNA500200R1019 | 630A SOTAX unit 4 finger_Sn M12x45 | 0 | 0 | 0 | 0 | 0 | 0 | 0 | 1800000327 ABB s.r.o. ELSYNN |  | ABB
1SYN226019R002A | IN-10026019.A.3 | 1TNA500200R1019 | 630A SOTAX unit 4 finger_Sn M12x45 | 0 | 0 | 0 | 0 | 0 | 0 | 0 | 1800000327 ABB s.r.o. ELSYNN |  | ABB
1SYN426019R001A | IN-10026019.A.5 | 1TNA500200R1019 | 630A SOTAX unit 4 finger_Sn M12x45 | 0 | 0 | 0 | 0 | 0 | 0 | 0 | 1800000327 ABB s.r.o. ELSYNN |  | ABB
1SYN126019R001A | IN-10026019.A.1 | 1TNA701005R0001 | MFS 2012 Kit (only PA-parts) 2m | 0 | 0 | 0 | 0 | 0 | 0 | 0 | 1300025865 MAPLAST CZ S R O ¦ 1800000327 ABB s.r.o. ELSYNN |  | ABB
1SYN226019R001A | IN-10026019.A.2 | 1TNA701005R0001 | MFS 2012 Kit (only PA-parts) 2m | 9 | 0 | 0 | 0 | 0 | 9 | 0 | 1300025865 MAPLAST CZ S R O ¦ 1800000327 ABB s.r.o. ELSYNN |  | ABB
1SYN226019R002A | IN-10026019.A.3 | 1TNA701005R0001 | MFS 2012 Kit (only PA-parts) 2m | 0 | 0 | 0 | 0 | 0 | 0 | 0 | 1300025865 MAPLAST CZ S R O ¦ 1800000327 ABB s.r.o. ELSYNN |  | ABB
1SYN426019R001A | IN-10026019.A.5 | 1TNA701005R0001 | MFS 2012 Kit (only PA-parts) 2m | 0 | 0 | 0 | 0 | 0 | 0 | 0 | 1300025865 MAPLAST CZ S R O ¦ 1800000327 ABB s.r.o. ELSYNN |  | ABB
1SYN126019R001A | IN-10026019.A.1 | 1TNA701006R0001 | MFS 2012 Kit (only PA-parts) 1.8m | 13 | 0 | 0 | 0 | 9 | 13 | 0 | 1300025865 MAPLAST CZ S R O ¦ 1800000327 ABB s.r.o. ELSYNN |  | ABB
1SYN226019R001A | IN-10026019.A.2 | 1TNA701006R0001 | MFS 2012 Kit (only PA-parts) 1.8m | 0 | 0 | 0 | 0 | 0 | 0 | 0 | 1300025865 MAPLAST CZ S R O ¦ 1800000327 ABB s.r.o. ELSYNN |  | ABB
1SYN226019R002A | IN-10026019.A.3 | 1TNA701006R0001 | MFS 2012 Kit (only PA-parts) 1.8m | 0 | 0 | 0 | 0 | 0 | 0 | 0 | 1300025865 MAPLAST CZ S R O ¦ 1800000327 ABB s.r.o. ELSYNN |  | ABB
1SYN426019R001A | IN-10026019.A.5 | 1TNA701006R0001 | MFS 2012 Kit (only PA-parts) 1.8m | 0 | 0 | 0 | 0 | 0 | 0 | 0 | 1300025865 MAPLAST CZ S R O ¦ 1800000327 ABB s.r.o. ELSYNN |  | ABB
1SYN126019R001A | IN-10026019.A.1 | 1TNA701008R0001 | MFS 2012 Kit (only PA-parts) | 0 | 0 | 0 | 0 | 0 | 0 | 0 | 1300002535 EASY CHINA (XIAMEN) TRADING CO., ¦ 1300019290 XIAMEN XIESHENGYUAN MOULD CO LTD ¦ 1300025865 MAPLAST CZ S R O ¦ 1800000327 ABB s.r.o. ELSYNN ¦ 1800000464 ABB Xiamen Low Voltage Equipment ¦ INHN EPDS-LV Systems, Bangalore |  | ABB
1SYN226019R001A | IN-10026019.A.2 | 1TNA701008R0001 | MFS 2012 Kit (only PA-parts) | 0 | 0 | 0 | 0 | 0 | 0 | 0 | 1300002535 EASY CHINA (XIAMEN) TRADING CO., ¦ 1300019290 XIAMEN XIESHENGYUAN MOULD CO LTD ¦ 1300025865 MAPLAST CZ S R O ¦ 1800000327 ABB s.r.o. ELSYNN ¦ 1800000464 ABB Xiamen Low Voltage Equipment ¦ INHN EPDS-LV Systems, Bangalore |  | ABB
1SYN226019R002A | IN-10026019.A.3 | 1TNA701008R0001 | MFS 2012 Kit (only PA-parts) | 1 | 0 | 0 | 0 | 4 | 1 | 0 | 1300002535 EASY CHINA (XIAMEN) TRADING CO., ¦ 1300019290 XIAMEN XIESHENGYUAN MOULD CO LTD ¦ 1300025865 MAPLAST CZ S R O ¦ 1800000327 ABB s.r.o. ELSYNN ¦ 1800000464 ABB Xiamen Low Voltage Equipment ¦ INHN EPDS-LV Systems, Bangalore |  | ABB
1SYN426019R001A | IN-10026019.A.5 | 1TNA701008R0001 | MFS 2012 Kit (only PA-parts) | 0 | 0 | 0 | 0 | 0 | 0 | 0 | 1300002535 EASY CHINA (XIAMEN) TRADING CO., ¦ 1300019290 XIAMEN XIESHENGYUAN MOULD CO LTD ¦ 1300025865 MAPLAST CZ S R O ¦ 1800000327 ABB s.r.o. ELSYNN ¦ 1800000464 ABB Xiamen Low Voltage Equipment ¦ INHN EPDS-LV Systems, Bangalore |  | ABB
1SYN126019R001A | IN-10026019.A.1 | 1TNA715025R4310 | 23E ACB door P4310 weld reinforced W10 | 1 | 0 | 0 | 0 | 0 | 1 | 0 |  |  | Vendor Scope
1SYN226019R001A | IN-10026019.A.2 | 1TNA715025R4310 | 23E ACB door P4310 weld reinforced W10 | 0 | 0 | 0 | 0 | 0 | 0 | 0 |  |  | Vendor Scope
1SYN226019R002A | IN-10026019.A.3 | 1TNA715025R4310 | 23E ACB door P4310 weld reinforced W10 | 0 | 0 | 0 | 0 | 0 | 0 | 0 |  |  | Vendor Scope
1SYN426019R001A | IN-10026019.A.5 | 1TNA715025R4310 | 23E ACB door P4310 weld reinforced W10 | 0 | 0 | 0 | 0 | 0 | 0 | 0 |  |  | Vendor Scope
1SYN126019R001A | IN-10026019.A.1 | 1TNB302101R3040 | CCU 3x400A Sn MNS R | 16 | 0 | 0 | 0 | 0 | 16 | 0 | 1300002535 EASY CHINA (XIAMEN) TRADING CO., ¦ 1300019290 XIAMEN XIESHENGYUAN MOULD CO LTD ¦ 1800000327 ABB s.r.o. ELSYNN |  | ABB
1SYN226019R001A | IN-10026019.A.2 | 1TNB302101R3040 | CCU 3x400A Sn MNS R | 0 | 0 | 0 | 0 | 0 | 0 | 0 | 1300002535 EASY CHINA (XIAMEN) TRADING CO., ¦ 1300019290 XIAMEN XIESHENGYUAN MOULD CO LTD ¦ 1800000327 ABB s.r.o. ELSYNN |  | ABB
1SYN226019R002A | IN-10026019.A.3 | 1TNB302101R3040 | CCU 3x400A Sn MNS R | 0 | 0 | 0 | 0 | 0 | 0 | 0 | 1300002535 EASY CHINA (XIAMEN) TRADING CO., ¦ 1300019290 XIAMEN XIESHENGYUAN MOULD CO LTD ¦ 1800000327 ABB s.r.o. ELSYNN |  | ABB
1SYN426019R001A | IN-10026019.A.5 | 1TNB302101R3040 | CCU 3x400A Sn MNS R | 0 | 0 | 0 | 0 | 0 | 0 | 0 | 1300002535 EASY CHINA (XIAMEN) TRADING CO., ¦ 1300019290 XIAMEN XIESHENGYUAN MOULD CO LTD ¦ 1800000327 ABB s.r.o. ELSYNN |  | ABB
1SYN126019R001A | IN-10026019.A.1 | 1TNB302101R4006 | CCU 4P SN 6E MNS Rear | 36 | 0 | 0 | 0 | 0 | 36 | 0 | 1300002535 EASY CHINA (XIAMEN) TRADING CO., ¦ 1800000327 ABB s.r.o. ELSYNN |  | ABB
1SYN226019R001A | IN-10026019.A.2 | 1TNB302101R4006 | CCU 4P SN 6E MNS Rear | 21 | 0 | 0 | 0 | 0 | 21 | 0 | 1300002535 EASY CHINA (XIAMEN) TRADING CO., ¦ 1800000327 ABB s.r.o. ELSYNN |  | ABB
1SYN226019R002A | IN-10026019.A.3 | 1TNB302101R4006 | CCU 4P SN 6E MNS Rear | 0 | 0 | 0 | 0 | 0 | 0 | 0 | 1300002535 EASY CHINA (XIAMEN) TRADING CO., ¦ 1800000327 ABB s.r.o. ELSYNN |  | ABB
1SYN426019R001A | IN-10026019.A.5 | 1TNB302101R4006 | CCU 4P SN 6E MNS Rear | 0 | 0 | 0 | 0 | 0 | 0 | 0 | 1300002535 EASY CHINA (XIAMEN) TRADING CO., ¦ 1800000327 ABB s.r.o. ELSYNN |  | ABB
1SYN126019R001A | IN-10026019.A.1 | 1TNS000001A4112 | Module-cover 5E louver W600 RAL7035 | 13 | 0 | 0 | 0 | 0 | 13 | 0 |  |  | Vendor Scope
1SYN226019R001A | IN-10026019.A.2 | 1TNS000001A4112 | Module-cover 5E louver W600 RAL7035 | 9 | 0 | 0 | 0 | 0 | 9 | 0 |  |  | Vendor Scope
1SYN226019R002A | IN-10026019.A.3 | 1TNS000001A4112 | Module-cover 5E louver W600 RAL7035 | 0 | 0 | 0 | 0 | 0 | 0 | 0 |  |  | Vendor Scope
1SYN426019R001A | IN-10026019.A.5 | 1TNS000001A4112 | Module-cover 5E louver W600 RAL7035 | 0 | 0 | 0 | 0 | 0 | 0 | 0 |  |  | Vendor Scope
1SYN126019R001A | IN-10026019.A.1 | 1TNS000001P4113 | Cover for louvers 5E IP42 RAL7035 | 13 | 0 | 0 | 0 | 0 | 13 | 0 |  |  | Vendor Scope
1SYN226019R001A | IN-10026019.A.2 | 1TNS000001P4113 | Cover for louvers 5E IP42 RAL7035 | 9 | 0 | 0 | 0 | 0 | 9 | 0 |  |  | Vendor Scope
1SYN226019R002A | IN-10026019.A.3 | 1TNS000001P4113 | Cover for louvers 5E IP42 RAL7035 | 0 | 0 | 0 | 0 | 0 | 0 | 0 |  |  | Vendor Scope
1SYN426019R001A | IN-10026019.A.5 | 1TNS000001P4113 | Cover for louvers 5E IP42 RAL7035 | 0 | 0 | 0 | 0 | 0 | 0 | 0 |  |  | Vendor Scope
1SYN126019R001A | IN-10026019.A.1 | 1TNS000001P5051 | CABLE MOUNTING RAIL 345MM | 0 | 0 | 0 | 0 | 0 | 0 | 0 |  |  | Vendor Scope
1SYN226019R001A | IN-10026019.A.2 | 1TNS000001P5051 | CABLE MOUNTING RAIL 345MM | 0 | 0 | 0 | 0 | 0 | 0 | 0 |  |  | Vendor Scope
1SYN226019R002A | IN-10026019.A.3 | 1TNS000001P5051 | CABLE MOUNTING RAIL 345MM | 5 | 0 | 0 | 0 | 0 | 5 | 0 |  |  | Vendor Scope
1SYN426019R001A | IN-10026019.A.5 | 1TNS000001P5051 | CABLE MOUNTING RAIL 345MM | 0 | 0 | 0 | 0 | 0 | 0 | 0 |  |  | Vendor Scope
1SYN126019R001A | IN-10026019.A.1 | 1TNS000002P2987 | Cable protecting bush | 15 | 0 | 0 | 0 | 0 | 15 | 0 | 1800000327 ABB s.r.o. ELSYNN |  | Vendor Scope
1SYN226019R001A | IN-10026019.A.2 | 1TNS000002P2987 | Cable protecting bush | 3 | 0 | 0 | 0 | 0 | 3 | 0 | 1800000327 ABB s.r.o. ELSYNN |  | Vendor Scope
1SYN226019R002A | IN-10026019.A.3 | 1TNS000002P2987 | Cable protecting bush | 0 | 0 | 0 | 0 | 0 | 0 | 0 | 1800000327 ABB s.r.o. ELSYNN |  | Vendor Scope
1SYN426019R001A | IN-10026019.A.5 | 1TNS000002P2987 | Cable protecting bush | 0 | 0 | 0 | 0 | 0 | 0 | 0 | 1800000327 ABB s.r.o. ELSYNN |  | Vendor Scope
1SYN126019R001A | IN-10026019.A.1 | 1TNS500000P0004 | Main busbar connection bar 10x40 | 40 | 0 | 0 | 0 | 0 | 40 | 0 |  |  | Vendor Scope
1SYN226019R001A | IN-10026019.A.2 | 1TNS500000P0004 | Main busbar connection bar 10x40 | 0 | 0 | 0 | 0 | 0 | 0 | 0 |  |  | Vendor Scope
1SYN226019R002A | IN-10026019.A.3 | 1TNS500000P0004 | Main busbar connection bar 10x40 | 0 | 0 | 0 | 0 | 0 | 0 | 0 |  |  | Vendor Scope
1SYN426019R001A | IN-10026019.A.5 | 1TNS500000P0004 | Main busbar connection bar 10x40 | 0 | 0 | 0 | 0 | 0 | 0 | 0 |  |  | Vendor Scope
1SYN126019R001A | IN-10026019.A.1 | 1TNS500000P0104 | Main busbar connection bar 5x40 | 80 | 0 | 0 | 0 | 0 | 80 | 0 |  |  | Vendor Scope
1SYN226019R001A | IN-10026019.A.2 | 1TNS500000P0104 | Main busbar connection bar 5x40 | 16 | 0 | 0 | 0 | 0 | 16 | 0 |  |  | Vendor Scope
1SYN226019R002A | IN-10026019.A.3 | 1TNS500000P0104 | Main busbar connection bar 5x40 | 0 | 0 | 0 | 0 | 0 | 0 | 0 |  |  | Vendor Scope
1SYN426019R001A | IN-10026019.A.5 | 1TNS500000P0104 | Main busbar connection bar 5x40 | 0 | 0 | 0 | 0 | 0 | 0 | 0 |  |  | Vendor Scope
1SYN126019R001A | IN-10026019.A.1 | 1TNS500004P0024 | MBB 10X40 f Start?B=2400 L2320 | 0 | 0 | 0 | 0 | 0 | 0 | 0 |  |  | Vendor Scope
1SYN226019R001A | IN-10026019.A.2 | 1TNS500004P0024 | MBB 10X40 f Start?B=2400 L2320 | 8 | 0 | 0 | 0 | 0 | 8 | 0 |  |  | Vendor Scope
1SYN226019R002A | IN-10026019.A.3 | 1TNS500004P0024 | MBB 10X40 f Start?B=2400 L2320 | 0 | 0 | 0 | 0 | 0 | 0 | 0 |  |  | Vendor Scope
1SYN426019R001A | IN-10026019.A.5 | 1TNS500004P0024 | MBB 10X40 f Start?B=2400 L2320 | 0 | 0 | 0 | 0 | 0 | 0 | 0 |  |  | Vendor Scope
1SYN126019R001A | IN-10026019.A.1 | 1TNS500004P2018 | MBB 10X40 f Middle?B=1800 L1795 | 32 | 0 | 0 | 0 | 0 | 32 | 0 |  |  | Vendor Scope
1SYN226019R001A | IN-10026019.A.2 | 1TNS500004P2018 | MBB 10X40 f Middle?B=1800 L1795 | 0 | 0 | 0 | 0 | 0 | 0 | 0 |  |  | Vendor Scope
1SYN226019R002A | IN-10026019.A.3 | 1TNS500004P2018 | MBB 10X40 f Middle?B=1800 L1795 | 0 | 0 | 0 | 0 | 0 | 0 | 0 |  |  | Vendor Scope
1SYN426019R001A | IN-10026019.A.5 | 1TNS500004P2018 | MBB 10X40 f Middle?B=1800 L1795 | 0 | 0 | 0 | 0 | 0 | 0 | 0 |  |  | Vendor Scope
1SYN126019R001A | IN-10026019.A.1 | 1TNS500004P2024 | MBB 10X40 f Middle?B=2400 L2395 | 32 | 0 | 0 | 0 | 0 | 32 | 0 |  |  | Vendor Scope
1SYN226019R001A | IN-10026019.A.2 | 1TNS500004P2024 | MBB 10X40 f Middle?B=2400 L2395 | 8 | 0 | 0 | 0 | 0 | 8 | 0 |  |  | Vendor Scope
1SYN226019R002A | IN-10026019.A.3 | 1TNS500004P2024 | MBB 10X40 f Middle?B=2400 L2395 | 0 | 0 | 0 | 0 | 0 | 0 | 0 |  |  | Vendor Scope
1SYN426019R001A | IN-10026019.A.5 | 1TNS500004P2024 | MBB 10X40 f Middle?B=2400 L2395 | 0 | 0 | 0 | 0 | 0 | 0 | 0 |  |  | Vendor Scope
1SYN126019R001A | IN-10026019.A.1 | 1TNS500014P2009 | Bar f bustie mid extend+70?B=900 L955 | 0 | 0 | 0 | 0 | 0 | 0 | 0 |  |  | Vendor Scope
1SYN226019R001A | IN-10026019.A.2 | 1TNS500014P2009 | Bar f bustie mid extend+70?B=900 L955 | 8 | 0 | 0 | 0 | 0 | 8 | 0 |  |  | Vendor Scope
1SYN226019R002A | IN-10026019.A.3 | 1TNS500014P2009 | Bar f bustie mid extend+70?B=900 L955 | 0 | 0 | 0 | 0 | 0 | 0 | 0 |  |  | Vendor Scope
1SYN426019R001A | IN-10026019.A.5 | 1TNS500014P2009 | Bar f bustie mid extend+70?B=900 L955 | 0 | 0 | 0 | 0 | 0 | 0 | 0 |  |  | Vendor Scope
1SYN126019R001A | IN-10026019.A.1 | 1TNS500014P3015 | Bar f bustie mid cut-75?B=1500 L1410 | 0 | 0 | 0 | 0 | 0 | 0 | 0 |  |  | Vendor Scope
1SYN226019R001A | IN-10026019.A.2 | 1TNS500014P3015 | Bar f bustie mid cut-75?B=1500 L1410 | 8 | 0 | 0 | 0 | 0 | 8 | 0 |  |  | Vendor Scope
1SYN226019R002A | IN-10026019.A.3 | 1TNS500014P3015 | Bar f bustie mid cut-75?B=1500 L1410 | 0 | 0 | 0 | 0 | 0 | 0 | 0 |  |  | Vendor Scope
1SYN426019R001A | IN-10026019.A.5 | 1TNS500014P3015 | Bar f bustie mid cut-75?B=1500 L1410 | 0 | 0 | 0 | 0 | 0 | 0 | 0 |  |  | Vendor Scope
1SYN126019R001A | IN-10026019.A.1 | 1TNS500100P0006 | Transverse section 06-75 folded Top | 26 | 0 | 0 | 0 | 0 | 26 | 0 |  |  | Vendor Scope
1SYN226019R001A | IN-10026019.A.2 | 1TNS500100P0006 | Transverse section 06-75 folded Top | 6 | 0 | 0 | 0 | 0 | 6 | 0 |  |  | Vendor Scope
1SYN226019R002A | IN-10026019.A.3 | 1TNS500100P0006 | Transverse section 06-75 folded Top | 0 | 0 | 0 | 0 | 0 | 0 | 0 |  |  | Vendor Scope
1SYN426019R001A | IN-10026019.A.5 | 1TNS500100P0006 | Transverse section 06-75 folded Top | 0 | 0 | 0 | 0 | 0 | 0 | 0 |  |  | Vendor Scope
1SYN126019R001A | IN-10026019.A.1 | 1TNS500100P0008 | Transverse section 08-75 folded | 6 | 0 | 0 | 0 | 0 | 6 | 0 |  |  | Vendor Scope
1SYN226019R001A | IN-10026019.A.2 | 1TNS500100P0008 | Transverse section 08-75 folded | 0 | 0 | 0 | 0 | 0 | 0 | 0 |  |  | Vendor Scope
1SYN226019R002A | IN-10026019.A.3 | 1TNS500100P0008 | Transverse section 08-75 folded | 0 | 0 | 0 | 0 | 0 | 0 | 0 |  |  | Vendor Scope
1SYN426019R001A | IN-10026019.A.5 | 1TNS500100P0008 | Transverse section 08-75 folded | 0 | 0 | 0 | 0 | 0 | 0 | 0 |  |  | Vendor Scope
1SYN126019R001A | IN-10026019.A.1 | 1TNS500100P0010 | Transverse section 10-75 folded | 6 | 0 | 0 | 0 | 0 | 6 | 0 |  |  | Vendor Scope
1SYN226019R001A | IN-10026019.A.2 | 1TNS500100P0010 | Transverse section 10-75 folded | 0 | 0 | 0 | 0 | 0 | 0 | 0 |  |  | Vendor Scope
1SYN226019R002A | IN-10026019.A.3 | 1TNS500100P0010 | Transverse section 10-75 folded | 0 | 0 | 0 | 0 | 0 | 0 | 0 |  |  | Vendor Scope
1SYN426019R001A | IN-10026019.A.5 | 1TNS500100P0010 | Transverse section 10-75 folded | 0 | 0 | 0 | 0 | 0 | 0 | 0 |  |  | Vendor Scope
1SYN126019R001A | IN-10026019.A.1 | 1TNS500100P0012 | Transverse section 12-75 folded | 6 | 0 | 0 | 0 | 0 | 6 | 0 |  |  | Vendor Scope
1SYN226019R001A | IN-10026019.A.2 | 1TNS500100P0012 | Transverse section 12-75 folded | 0 | 0 | 0 | 0 | 0 | 0 | 0 |  |  | Vendor Scope
1SYN226019R002A | IN-10026019.A.3 | 1TNS500100P0012 | Transverse section 12-75 folded | 0 | 0 | 0 | 0 | 0 | 0 | 0 |  |  | Vendor Scope
1SYN426019R001A | IN-10026019.A.5 | 1TNS500100P0012 | Transverse section 12-75 folded | 0 | 0 | 0 | 0 | 0 | 0 | 0 |  |  | Vendor Scope
1SYN126019R001A | IN-10026019.A.1 | 1TNS500100P0106 | Transverse section 06 folded 2-5x51 | 0 | 0 | 0 | 0 | 0 | 0 | 0 |  |  | Vendor Scope
1SYN226019R001A | IN-10026019.A.2 | 1TNS500100P0106 | Transverse section 06 folded 2-5x51 | 9 | 0 | 0 | 0 | 0 | 9 | 0 |  |  | Vendor Scope
1SYN226019R002A | IN-10026019.A.3 | 1TNS500100P0106 | Transverse section 06 folded 2-5x51 | 0 | 0 | 0 | 0 | 0 | 0 | 0 |  |  | Vendor Scope
1SYN426019R001A | IN-10026019.A.5 | 1TNS500100P0106 | Transverse section 06 folded 2-5x51 | 0 | 0 | 0 | 0 | 0 | 0 | 0 |  |  | Vendor Scope
1SYN126019R001A | IN-10026019.A.1 | 1TNS500100P2000 | Sealing strip for transverse section | 6 | 0 | 0 | 0 | 0 | 6 | 0 |  |  | Vendor Scope
1SYN226019R001A | IN-10026019.A.2 | 1TNS500100P2000 | Sealing strip for transverse section | 18 | 0 | 0 | 0 | 0 | 18 | 0 |  |  | Vendor Scope
1SYN226019R002A | IN-10026019.A.3 | 1TNS500100P2000 | Sealing strip for transverse section | 0 | 0 | 0 | 0 | 0 | 0 | 0 |  |  | Vendor Scope
1SYN426019R001A | IN-10026019.A.5 | 1TNS500100P2000 | Sealing strip for transverse section | 0 | 0 | 0 | 0 | 0 | 0 | 0 |  |  | Vendor Scope
1SYN126019R001A | IN-10026019.A.1 | 1TNS500103P0001 | spacer35-D12 | 52 | 0 | 0 | 0 | 0 | 52 | 0 |  |  | Vendor Scope
1SYN226019R001A | IN-10026019.A.2 | 1TNS500103P0001 | spacer35-D12 | 16 | 0 | 0 | 0 | 0 | 16 | 0 |  |  | Vendor Scope
1SYN226019R002A | IN-10026019.A.3 | 1TNS500103P0001 | spacer35-D12 | 0 | 0 | 0 | 0 | 0 | 0 | 0 |  |  | Vendor Scope
1SYN426019R001A | IN-10026019.A.5 | 1TNS500103P0001 | spacer35-D12 | 0 | 0 | 0 | 0 | 0 | 0 | 0 |  |  | Vendor Scope
1SYN126019R001A | IN-10026019.A.1 | 1TNS500107P0001 | Form cover for RA1+RF | 0 | 0 | 0 | 0 | 0 | 0 | 0 |  |  | Vendor Scope
1SYN226019R001A | IN-10026019.A.2 | 1TNS500107P0001 | Form cover for RA1+RF | 9 | 0 | 0 | 0 | 0 | 9 | 0 |  |  | Vendor Scope
1SYN226019R002A | IN-10026019.A.3 | 1TNS500107P0001 | Form cover for RA1+RF | 0 | 0 | 0 | 0 | 0 | 0 | 0 |  |  | Vendor Scope
1SYN426019R001A | IN-10026019.A.5 | 1TNS500107P0001 | Form cover for RA1+RF | 0 | 0 | 0 | 0 | 0 | 0 | 0 |  |  | Vendor Scope
1SYN126019R001A | IN-10026019.A.1 | 1TNS500107P0019 | Corner plate | 135 | 0 | 0 | 0 | 0 | 135 | 0 |  |  | Vendor Scope
1SYN226019R001A | IN-10026019.A.2 | 1TNS500107P0019 | Corner plate | 39 | 0 | 0 | 0 | 0 | 39 | 0 |  |  | Vendor Scope
1SYN226019R002A | IN-10026019.A.3 | 1TNS500107P0019 | Corner plate | 0 | 0 | 0 | 0 | 0 | 0 | 0 |  |  | Vendor Scope
1SYN426019R001A | IN-10026019.A.5 | 1TNS500107P0019 | Corner plate | 0 | 0 | 0 | 0 | 0 | 0 | 0 |  |  | Vendor Scope
1SYN126019R001A | IN-10026019.A.1 | 1TNS500107P0020 | Corner plate | 13 | 0 | 0 | 0 | 0 | 13 | 0 |  |  | Vendor Scope
1SYN226019R001A | IN-10026019.A.2 | 1TNS500107P0020 | Corner plate | 9 | 0 | 0 | 0 | 0 | 9 | 0 |  |  | Vendor Scope
1SYN226019R002A | IN-10026019.A.3 | 1TNS500107P0020 | Corner plate | 0 | 0 | 0 | 0 | 0 | 0 | 0 |  |  | Vendor Scope
1SYN426019R001A | IN-10026019.A.5 | 1TNS500107P0020 | Corner plate | 0 | 0 | 0 | 0 | 0 | 0 | 0 |  |  | Vendor Scope
1SYN126019R001A | IN-10026019.A.1 | 1TNS500107P0100 | Z connector | 18 | 0 | 0 | 0 | 0 | 18 | 0 |  |  | Vendor Scope
1SYN226019R001A | IN-10026019.A.2 | 1TNS500107P0100 | Z connector | 6 | 0 | 0 | 0 | 0 | 6 | 0 |  |  | Vendor Scope
1SYN226019R002A | IN-10026019.A.3 | 1TNS500107P0100 | Z connector | 0 | 0 | 0 | 0 | 0 | 0 | 0 |  |  | Vendor Scope
1SYN426019R001A | IN-10026019.A.5 | 1TNS500107P0100 | Z connector | 0 | 0 | 0 | 0 | 0 | 0 | 0 |  |  | Vendor Scope
1SYN126019R001A | IN-10026019.A.1 | 1TNS500300P0006 | Main busbar support W06 | 52 | 0 | 0 | 0 | 0 | 52 | 0 |  |  | Vendor Scope
1SYN226019R001A | IN-10026019.A.2 | 1TNS500300P0006 | Main busbar support W06 | 24 | 0 | 0 | 0 | 0 | 24 | 0 |  |  | Vendor Scope
1SYN226019R002A | IN-10026019.A.3 | 1TNS500300P0006 | Main busbar support W06 | 0 | 0 | 0 | 0 | 0 | 0 | 0 |  |  | Vendor Scope
1SYN426019R001A | IN-10026019.A.5 | 1TNS500300P0006 | Main busbar support W06 | 0 | 0 | 0 | 0 | 0 | 0 | 0 |  |  | Vendor Scope
1SYN126019R001A | IN-10026019.A.1 | 1TNS500300P0008 | Main busbar support W08 | 16 | 0 | 0 | 0 | 0 | 16 | 0 |  |  | Vendor Scope
1SYN226019R001A | IN-10026019.A.2 | 1TNS500300P0008 | Main busbar support W08 | 0 | 0 | 0 | 0 | 0 | 0 | 0 |  |  | Vendor Scope
1SYN226019R002A | IN-10026019.A.3 | 1TNS500300P0008 | Main busbar support W08 | 0 | 0 | 0 | 0 | 0 | 0 | 0 |  |  | Vendor Scope
1SYN426019R001A | IN-10026019.A.5 | 1TNS500300P0008 | Main busbar support W08 | 0 | 0 | 0 | 0 | 0 | 0 | 0 |  |  | Vendor Scope
1SYN126019R001A | IN-10026019.A.1 | 1TNS500300P0010 | Main busbar support W10 | 4 | 0 | 0 | 0 | 0 | 4 | 0 |  |  | Vendor Scope
1SYN226019R001A | IN-10026019.A.2 | 1TNS500300P0010 | Main busbar support W10 | 0 | 0 | 0 | 0 | 0 | 0 | 0 |  |  | Vendor Scope
1SYN226019R002A | IN-10026019.A.3 | 1TNS500300P0010 | Main busbar support W10 | 0 | 0 | 0 | 0 | 0 | 0 | 0 |  |  | Vendor Scope
1SYN426019R001A | IN-10026019.A.5 | 1TNS500300P0010 | Main busbar support W10 | 0 | 0 | 0 | 0 | 0 | 0 | 0 |  |  | Vendor Scope
1SYN126019R001A | IN-10026019.A.1 | 1TNS500300P0012 | Main busbar support W12 | 12 | 0 | 0 | 0 | 0 | 12 | 0 |  |  | Vendor Scope
1SYN226019R001A | IN-10026019.A.2 | 1TNS500300P0012 | Main busbar support W12 | 0 | 0 | 0 | 0 | 0 | 0 | 0 |  |  | Vendor Scope
1SYN226019R002A | IN-10026019.A.3 | 1TNS500300P0012 | Main busbar support W12 | 0 | 0 | 0 | 0 | 0 | 0 | 0 |  |  | Vendor Scope
1SYN426019R001A | IN-10026019.A.5 | 1TNS500300P0012 | Main busbar support W12 | 0 | 0 | 0 | 0 | 0 | 0 | 0 |  |  | Vendor Scope
1SYN126019R001A | IN-10026019.A.1 | 1TNS500300P0104 | Hexagonal screw L116 for 10x40 | 164 | 0 | 0 | 0 | 0 | 164 | 0 |  |  | Vendor Scope
1SYN226019R001A | IN-10026019.A.2 | 1TNS500300P0104 | Hexagonal screw L116 for 10x40 | 90 | 0 | 0 | 0 | 0 | 90 | 0 |  |  | Vendor Scope
1SYN226019R002A | IN-10026019.A.3 | 1TNS500300P0104 | Hexagonal screw L116 for 10x40 | 0 | 0 | 0 | 0 | 0 | 0 | 0 |  |  | Vendor Scope
1SYN426019R001A | IN-10026019.A.5 | 1TNS500300P0104 | Hexagonal screw L116 for 10x40 | 0 | 0 | 0 | 0 | 0 | 0 | 0 |  |  | Vendor Scope
1SYN126019R001A | IN-10026019.A.1 | 1TNS500300P0113 | MBB support T06 4P(U) | 0 | 0 | 0 | 0 | 0 | 0 | 0 |  |  | ABB
1SYN226019R001A | IN-10026019.A.2 | 1TNS500300P0113 | MBB support T06 4P(U) | 18 | 0 | 0 | 0 | 0 | 18 | 0 |  |  | ABB
1SYN226019R002A | IN-10026019.A.3 | 1TNS500300P0113 | MBB support T06 4P(U) | 0 | 0 | 0 | 0 | 0 | 0 | 0 |  |  | ABB
1SYN426019R001A | IN-10026019.A.5 | 1TNS500300P0113 | MBB support T06 4P(U) | 0 | 0 | 0 | 0 | 0 | 0 | 0 |  |  | ABB
1SYN126019R001A | IN-10026019.A.1 | 1TNS500300P0123 | MBB support T08 4P(U) | 82 | 0 | 0 | 0 | 0 | 82 | 0 |  |  | Vendor Scope
1SYN226019R001A | IN-10026019.A.2 | 1TNS500300P0123 | MBB support T08 4P(U) | 0 | 0 | 0 | 0 | 0 | 0 | 0 |  |  | Vendor Scope
1SYN226019R002A | IN-10026019.A.3 | 1TNS500300P0123 | MBB support T08 4P(U) | 0 | 0 | 0 | 0 | 0 | 0 | 0 |  |  | Vendor Scope
1SYN426019R001A | IN-10026019.A.5 | 1TNS500300P0123 | MBB support T08 4P(U) | 0 | 0 | 0 | 0 | 0 | 0 | 0 |  |  | Vendor Scope
1SYN126019R001A | IN-10026019.A.1 | 1TNS500300P0125 | Main busbar support T08 3P/4P(L) | 82 | 0 | 0 | 0 | 0 | 82 | 0 | 1300002535 EASY CHINA (XIAMEN) TRADING CO., |  | ABB
1SYN226019R001A | IN-10026019.A.2 | 1TNS500300P0125 | Main busbar support T08 3P/4P(L) | 0 | 0 | 0 | 0 | 0 | 0 | 0 | 1300002535 EASY CHINA (XIAMEN) TRADING CO., |  | ABB
1SYN226019R002A | IN-10026019.A.3 | 1TNS500300P0125 | Main busbar support T08 3P/4P(L) | 0 | 0 | 0 | 0 | 0 | 0 | 0 | 1300002535 EASY CHINA (XIAMEN) TRADING CO., |  | ABB
1SYN426019R001A | IN-10026019.A.5 | 1TNS500300P0125 | Main busbar support T08 3P/4P(L) | 0 | 0 | 0 | 0 | 0 | 0 | 0 | 1300002535 EASY CHINA (XIAMEN) TRADING CO., |  | ABB
1SYN126019R001A | IN-10026019.A.1 | 1TNS500300P0134 | Busbar support 10x40 | 12 | 0 | 0 | 0 | 0 | 12 | 0 |  |  | Vendor Scope
1SYN226019R001A | IN-10026019.A.2 | 1TNS500300P0134 | Busbar support 10x40 | 0 | 0 | 0 | 0 | 0 | 0 | 0 |  |  | Vendor Scope
1SYN226019R002A | IN-10026019.A.3 | 1TNS500300P0134 | Busbar support 10x40 | 0 | 0 | 0 | 0 | 0 | 0 | 0 |  |  | Vendor Scope
1SYN426019R001A | IN-10026019.A.5 | 1TNS500300P0134 | Busbar support 10x40 | 0 | 0 | 0 | 0 | 0 | 0 | 0 |  |  | Vendor Scope
1SYN126019R001A | IN-10026019.A.1 | 1TNS500300P0144 | Busbar support 10x40 w. nut | 12 | 0 | 0 | 0 | 0 | 12 | 0 |  |  | Vendor Scope
1SYN226019R001A | IN-10026019.A.2 | 1TNS500300P0144 | Busbar support 10x40 w. nut | 0 | 0 | 0 | 0 | 0 | 0 | 0 |  |  | Vendor Scope
1SYN226019R002A | IN-10026019.A.3 | 1TNS500300P0144 | Busbar support 10x40 w. nut | 0 | 0 | 0 | 0 | 0 | 0 | 0 |  |  | Vendor Scope
1SYN426019R001A | IN-10026019.A.5 | 1TNS500300P0144 | Busbar support 10x40 w. nut | 0 | 0 | 0 | 0 | 0 | 0 | 0 |  |  | Vendor Scope
1SYN126019R001A | IN-10026019.A.1 | 1TNS500300P0194 | Hexagonal screw L116 for 10x40 | 246 | 0 | 0 | 0 | 0 | 246 | 0 |  |  | Vendor Scope
1SYN226019R001A | IN-10026019.A.2 | 1TNS500300P0194 | Hexagonal screw L116 for 10x40 | 0 | 0 | 0 | 0 | 0 | 0 | 0 |  |  | Vendor Scope
1SYN226019R002A | IN-10026019.A.3 | 1TNS500300P0194 | Hexagonal screw L116 for 10x40 | 0 | 0 | 0 | 0 | 0 | 0 | 0 |  |  | Vendor Scope
1SYN426019R001A | IN-10026019.A.5 | 1TNS500300P0194 | Hexagonal screw L116 for 10x40 | 0 | 0 | 0 | 0 | 0 | 0 | 0 |  |  | Vendor Scope
1SYN126019R001A | IN-10026019.A.1 | 1TNS500300P0222 | Insulated MBB support MCD06 4P T&B | 0 | 0 | 0 | 0 | 0 | 0 | 0 | 1300021242 XIAMEN RLIONS ELECTRIC CO LTD |  | ABB
1SYN226019R001A | IN-10026019.A.2 | 1TNS500300P0222 | Insulated MBB support MCD06 4P T&B | 36 | 0 | 0 | 0 | 6 | 36 | 0 | 1300021242 XIAMEN RLIONS ELECTRIC CO LTD |  | ABB
1SYN226019R002A | IN-10026019.A.3 | 1TNS500300P0222 | Insulated MBB support MCD06 4P T&B | 0 | 0 | 0 | 0 | 0 | 0 | 0 | 1300021242 XIAMEN RLIONS ELECTRIC CO LTD |  | ABB
1SYN426019R001A | IN-10026019.A.5 | 1TNS500300P0222 | Insulated MBB support MCD06 4P T&B | 0 | 0 | 0 | 0 | 0 | 0 | 0 | 1300021242 XIAMEN RLIONS ELECTRIC CO LTD |  | ABB
1SYN126019R001A | IN-10026019.A.1 | 1TNS500300P0224 | Insulated MBB support MCD08 4P T&B | 164 | 0 | 0 | 0 | 0 | 164 | 0 | 1300021242 XIAMEN RLIONS ELECTRIC CO LTD |  | ABB
1SYN226019R001A | IN-10026019.A.2 | 1TNS500300P0224 | Insulated MBB support MCD08 4P T&B | 0 | 0 | 0 | 0 | 0 | 0 | 0 | 1300021242 XIAMEN RLIONS ELECTRIC CO LTD |  | ABB
1SYN226019R002A | IN-10026019.A.3 | 1TNS500300P0224 | Insulated MBB support MCD08 4P T&B | 0 | 0 | 0 | 0 | 0 | 0 | 0 | 1300021242 XIAMEN RLIONS ELECTRIC CO LTD |  | ABB
1SYN426019R001A | IN-10026019.A.5 | 1TNS500300P0224 | Insulated MBB support MCD08 4P T&B | 0 | 0 | 0 | 0 | 0 | 0 | 0 | 1300021242 XIAMEN RLIONS ELECTRIC CO LTD |  | ABB
1SYN126019R001A | IN-10026019.A.1 | 1TNS500300P0232 | Insulated MBB support MCD06 4P M | 0 | 0 | 0 | 0 | 0 | 0 | 0 | 1300021242 XIAMEN RLIONS ELECTRIC CO LTD |  | ABB
1SYN226019R001A | IN-10026019.A.2 | 1TNS500300P0232 | Insulated MBB support MCD06 4P M | 18 | 0 | 0 | 0 | 3 | 18 | 0 | 1300021242 XIAMEN RLIONS ELECTRIC CO LTD |  | ABB
1SYN226019R002A | IN-10026019.A.3 | 1TNS500300P0232 | Insulated MBB support MCD06 4P M | 0 | 0 | 0 | 0 | 0 | 0 | 0 | 1300021242 XIAMEN RLIONS ELECTRIC CO LTD |  | ABB
1SYN426019R001A | IN-10026019.A.5 | 1TNS500300P0232 | Insulated MBB support MCD06 4P M | 0 | 0 | 0 | 0 | 0 | 0 | 0 | 1300021242 XIAMEN RLIONS ELECTRIC CO LTD |  | ABB
1SYN126019R001A | IN-10026019.A.1 | 1TNS500300P0234 | Insulated MBB support MCD08 4P M | 94 | 0 | 0 | 0 | 12 | 94 | 0 | 1300021242 XIAMEN RLIONS ELECTRIC CO LTD |  | ABB
1SYN226019R001A | IN-10026019.A.2 | 1TNS500300P0234 | Insulated MBB support MCD08 4P M | 0 | 0 | 0 | 0 | 0 | 0 | 0 | 1300021242 XIAMEN RLIONS ELECTRIC CO LTD |  | ABB
1SYN226019R002A | IN-10026019.A.3 | 1TNS500300P0234 | Insulated MBB support MCD08 4P M | 0 | 0 | 0 | 0 | 0 | 0 | 0 | 1300021242 XIAMEN RLIONS ELECTRIC CO LTD |  | ABB
1SYN426019R001A | IN-10026019.A.5 | 1TNS500300P0234 | Insulated MBB support MCD08 4P M | 0 | 0 | 0 | 0 | 0 | 0 | 0 | 1300021242 XIAMEN RLIONS ELECTRIC CO LTD |  | ABB
1SYN126019R001A | IN-10026019.A.1 | 1TNS500300P0301 | Busbar Endcover | 0 | 0 | 0 | 0 | 0 | 0 | 0 | 1300021242 XIAMEN RLIONS ELECTRIC CO LTD ¦ 1800000464 ABB Xiamen Low Voltage Equipment |  | ABB
1SYN226019R001A | IN-10026019.A.2 | 1TNS500300P0301 | Busbar Endcover | 4 | 0 | 0 | 0 | 0 | 4 | 0 | 1300021242 XIAMEN RLIONS ELECTRIC CO LTD ¦ 1800000464 ABB Xiamen Low Voltage Equipment |  | ABB
1SYN226019R002A | IN-10026019.A.3 | 1TNS500300P0301 | Busbar Endcover | 0 | 0 | 0 | 0 | 0 | 0 | 0 | 1300021242 XIAMEN RLIONS ELECTRIC CO LTD ¦ 1800000464 ABB Xiamen Low Voltage Equipment |  | ABB
1SYN426019R001A | IN-10026019.A.5 | 1TNS500300P0301 | Busbar Endcover | 0 | 0 | 0 | 0 | 0 | 0 | 0 | 1300021242 XIAMEN RLIONS ELECTRIC CO LTD ¦ 1800000464 ABB Xiamen Low Voltage Equipment |  | ABB
1SYN126019R001A | IN-10026019.A.1 | 1TNS500300P0302 | Busbar Endcover | 0 | 0 | 0 | 0 | 0 | 0 | 0 | 1300021242 XIAMEN RLIONS ELECTRIC CO LTD |  | ABB
1SYN226019R001A | IN-10026019.A.2 | 1TNS500300P0302 | Busbar Endcover | 4 | 0 | 0 | 0 | 0 | 4 | 0 | 1300021242 XIAMEN RLIONS ELECTRIC CO LTD |  | ABB
1SYN226019R002A | IN-10026019.A.3 | 1TNS500300P0302 | Busbar Endcover | 0 | 0 | 0 | 0 | 0 | 0 | 0 | 1300021242 XIAMEN RLIONS ELECTRIC CO LTD |  | ABB
1SYN426019R001A | IN-10026019.A.5 | 1TNS500300P0302 | Busbar Endcover | 0 | 0 | 0 | 0 | 0 | 0 | 0 | 1300021242 XIAMEN RLIONS ELECTRIC CO LTD |  | ABB
1SYN126019R001A | IN-10026019.A.1 | 1TNS500300P0322 | Support for Busbar Endcover T6-4P | 0 | 0 | 0 | 0 | 0 | 0 | 0 |  |  | Vendor Scope
1SYN226019R001A | IN-10026019.A.2 | 1TNS500300P0322 | Support for Busbar Endcover T6-4P | 1 | 0 | 0 | 0 | 0 | 1 | 0 |  |  | Vendor Scope
1SYN226019R002A | IN-10026019.A.3 | 1TNS500300P0322 | Support for Busbar Endcover T6-4P | 0 | 0 | 0 | 0 | 0 | 0 | 0 |  |  | Vendor Scope
1SYN426019R001A | IN-10026019.A.5 | 1TNS500300P0322 | Support for Busbar Endcover T6-4P | 0 | 0 | 0 | 0 | 0 | 0 | 0 |  |  | Vendor Scope
1SYN126019R001A | IN-10026019.A.1 | 1TNS500300P0323 | Support for Busbar Endcover T6-4P | 0 | 0 | 0 | 0 | 0 | 0 | 0 |  |  | Vendor Scope
1SYN226019R001A | IN-10026019.A.2 | 1TNS500300P0323 | Support for Busbar Endcover T6-4P | 1 | 0 | 0 | 0 | 0 | 1 | 0 |  |  | Vendor Scope
1SYN226019R002A | IN-10026019.A.3 | 1TNS500300P0323 | Support for Busbar Endcover T6-4P | 0 | 0 | 0 | 0 | 0 | 0 | 0 |  |  | Vendor Scope
1SYN426019R001A | IN-10026019.A.5 | 1TNS500300P0323 | Support for Busbar Endcover T6-4P | 0 | 0 | 0 | 0 | 0 | 0 | 0 |  |  | Vendor Scope
1SYN126019R001A | IN-10026019.A.1 | 1TNS500300P0325 | Support for Busbar Endcover T6-3P,4P | 0 | 0 | 0 | 0 | 0 | 0 | 0 |  |  | Vendor Scope
1SYN226019R001A | IN-10026019.A.2 | 1TNS500300P0325 | Support for Busbar Endcover T6-3P,4P | 1 | 0 | 0 | 0 | 0 | 1 | 0 |  |  | Vendor Scope
1SYN226019R002A | IN-10026019.A.3 | 1TNS500300P0325 | Support for Busbar Endcover T6-3P,4P | 0 | 0 | 0 | 0 | 0 | 0 | 0 |  |  | Vendor Scope
1SYN426019R001A | IN-10026019.A.5 | 1TNS500300P0325 | Support for Busbar Endcover T6-3P,4P | 0 | 0 | 0 | 0 | 0 | 0 | 0 |  |  | Vendor Scope
1SYN126019R001A | IN-10026019.A.1 | 1TNS500300P0327 | Support for Busbar Endcover T6-3P,4P | 0 | 0 | 0 | 0 | 0 | 0 | 0 |  |  | Vendor Scope
1SYN226019R001A | IN-10026019.A.2 | 1TNS500300P0327 | Support for Busbar Endcover T6-3P,4P | 1 | 0 | 0 | 0 | 0 | 1 | 0 |  |  | Vendor Scope
1SYN226019R002A | IN-10026019.A.3 | 1TNS500300P0327 | Support for Busbar Endcover T6-3P,4P | 0 | 0 | 0 | 0 | 0 | 0 | 0 |  |  | Vendor Scope
1SYN426019R001A | IN-10026019.A.5 | 1TNS500300P0327 | Support for Busbar Endcover T6-3P,4P | 0 | 0 | 0 | 0 | 0 | 0 | 0 |  |  | Vendor Scope
1SYN126019R001A | IN-10026019.A.1 | 1TNS500320P0006 | Meas.comp.device T=250, W06 | 0 | 0 | 0 | 0 | 0 | 0 | 0 |  |  | Vendor Scope
1SYN226019R001A | IN-10026019.A.2 | 1TNS500320P0006 | Meas.comp.device T=250, W06 | 3 | 0 | 0 | 0 | 0 | 3 | 0 |  |  | Vendor Scope
1SYN226019R002A | IN-10026019.A.3 | 1TNS500320P0006 | Meas.comp.device T=250, W06 | 0 | 0 | 0 | 0 | 0 | 0 | 0 |  |  | Vendor Scope
1SYN426019R001A | IN-10026019.A.5 | 1TNS500320P0006 | Meas.comp.device T=250, W06 | 0 | 0 | 0 | 0 | 0 | 0 | 0 |  |  | Vendor Scope
1SYN126019R001A | IN-10026019.A.1 | 1TNS500320P0012 | Meas.comp.device T=250, W12 | 1 | 0 | 0 | 0 | 0 | 1 | 0 |  |  | Vendor Scope
1SYN226019R001A | IN-10026019.A.2 | 1TNS500320P0012 | Meas.comp.device T=250, W12 | 0 | 0 | 0 | 0 | 0 | 0 | 0 |  |  | Vendor Scope
1SYN226019R002A | IN-10026019.A.3 | 1TNS500320P0012 | Meas.comp.device T=250, W12 | 0 | 0 | 0 | 0 | 0 | 0 | 0 |  |  | Vendor Scope
1SYN426019R001A | IN-10026019.A.5 | 1TNS500320P0012 | Meas.comp.device T=250, W12 | 0 | 0 | 0 | 0 | 0 | 0 | 0 |  |  | Vendor Scope
1SYN126019R001A | IN-10026019.A.1 | 1TNS500322P0001 | Meas.comp.device le.support,D400 | 7 | 0 | 0 | 0 | 0 | 7 | 0 |  |  | Vendor Scope
1SYN226019R001A | IN-10026019.A.2 | 1TNS500322P0001 | Meas.comp.device le.support,D400 | 3 | 0 | 0 | 0 | 0 | 3 | 0 |  |  | Vendor Scope
1SYN226019R002A | IN-10026019.A.3 | 1TNS500322P0001 | Meas.comp.device le.support,D400 | 0 | 0 | 0 | 0 | 0 | 0 | 0 |  |  | Vendor Scope
1SYN426019R001A | IN-10026019.A.5 | 1TNS500322P0001 | Meas.comp.device le.support,D400 | 0 | 0 | 0 | 0 | 0 | 0 | 0 |  |  | Vendor Scope
1SYN126019R001A | IN-10026019.A.1 | 1TNS500322P0002 | Meas.comp.device ri.support,D400 | 7 | 0 | 0 | 0 | 0 | 7 | 0 |  |  | Vendor Scope
1SYN226019R001A | IN-10026019.A.2 | 1TNS500322P0002 | Meas.comp.device ri.support,D400 | 3 | 0 | 0 | 0 | 0 | 3 | 0 |  |  | Vendor Scope
1SYN226019R002A | IN-10026019.A.3 | 1TNS500322P0002 | Meas.comp.device ri.support,D400 | 0 | 0 | 0 | 0 | 0 | 0 | 0 |  |  | Vendor Scope
1SYN426019R001A | IN-10026019.A.5 | 1TNS500322P0002 | Meas.comp.device ri.support,D400 | 0 | 0 | 0 | 0 | 0 | 0 | 0 |  |  | Vendor Scope
1SYN126019R001A | IN-10026019.A.1 | 1TNS500323P0001 | Meas.comp.device connection plate(lower) | 7 | 0 | 0 | 0 | 0 | 7 | 0 |  |  | Vendor Scope
1SYN226019R001A | IN-10026019.A.2 | 1TNS500323P0001 | Meas.comp.device connection plate(lower) | 0 | 0 | 0 | 0 | 0 | 0 | 0 |  |  | Vendor Scope
1SYN226019R002A | IN-10026019.A.3 | 1TNS500323P0001 | Meas.comp.device connection plate(lower) | 0 | 0 | 0 | 0 | 0 | 0 | 0 |  |  | Vendor Scope
1SYN426019R001A | IN-10026019.A.5 | 1TNS500323P0001 | Meas.comp.device connection plate(lower) | 0 | 0 | 0 | 0 | 0 | 0 | 0 |  |  | Vendor Scope
1SYN126019R001A | IN-10026019.A.1 | 1TNS500323P0002 | Meas.comp.device connection plate | 1 | 0 | 0 | 0 | 0 | 1 | 0 |  |  | Vendor Scope
1SYN226019R001A | IN-10026019.A.2 | 1TNS500323P0002 | Meas.comp.device connection plate | 0 | 0 | 0 | 0 | 0 | 0 | 0 |  |  | Vendor Scope
1SYN226019R002A | IN-10026019.A.3 | 1TNS500323P0002 | Meas.comp.device connection plate | 0 | 0 | 0 | 0 | 0 | 0 | 0 |  |  | Vendor Scope
1SYN426019R001A | IN-10026019.A.5 | 1TNS500323P0002 | Meas.comp.device connection plate | 0 | 0 | 0 | 0 | 0 | 0 | 0 |  |  | Vendor Scope
1SYN126019R001A | IN-10026019.A.1 | 1TNS500334P0006 | Partition wall for M.B. w06 | 15 | 0 | 0 | 0 | 0 | 15 | 0 |  |  | Vendor Scope
1SYN226019R001A | IN-10026019.A.2 | 1TNS500334P0006 | Partition wall for M.B. w06 | 12 | 0 | 0 | 0 | 0 | 12 | 0 |  |  | Vendor Scope
1SYN226019R002A | IN-10026019.A.3 | 1TNS500334P0006 | Partition wall for M.B. w06 | 0 | 0 | 0 | 0 | 0 | 0 | 0 |  |  | Vendor Scope
1SYN426019R001A | IN-10026019.A.5 | 1TNS500334P0006 | Partition wall for M.B. w06 | 0 | 0 | 0 | 0 | 0 | 0 | 0 |  |  | Vendor Scope
1SYN126019R001A | IN-10026019.A.1 | 1TNS500334P0008 | Partition wall for M.B. w08 | 3 | 0 | 0 | 0 | 0 | 3 | 0 |  |  | Vendor Scope
1SYN226019R001A | IN-10026019.A.2 | 1TNS500334P0008 | Partition wall for M.B. w08 | 0 | 0 | 0 | 0 | 0 | 0 | 0 |  |  | Vendor Scope
1SYN226019R002A | IN-10026019.A.3 | 1TNS500334P0008 | Partition wall for M.B. w08 | 0 | 0 | 0 | 0 | 0 | 0 | 0 |  |  | Vendor Scope
1SYN426019R001A | IN-10026019.A.5 | 1TNS500334P0008 | Partition wall for M.B. w08 | 0 | 0 | 0 | 0 | 0 | 0 | 0 |  |  | Vendor Scope
1SYN126019R001A | IN-10026019.A.1 | 1TNS500334P0010 | Partition wall for M.B. w10 | 1 | 0 | 0 | 0 | 0 | 1 | 0 |  |  | Vendor Scope
1SYN226019R001A | IN-10026019.A.2 | 1TNS500334P0010 | Partition wall for M.B. w10 | 0 | 0 | 0 | 0 | 0 | 0 | 0 |  |  | Vendor Scope
1SYN226019R002A | IN-10026019.A.3 | 1TNS500334P0010 | Partition wall for M.B. w10 | 0 | 0 | 0 | 0 | 0 | 0 | 0 |  |  | Vendor Scope
1SYN426019R001A | IN-10026019.A.5 | 1TNS500334P0010 | Partition wall for M.B. w10 | 0 | 0 | 0 | 0 | 0 | 0 | 0 |  |  | Vendor Scope
1SYN126019R001A | IN-10026019.A.1 | 1TNS500334P0012 | Partition wall for M.B. w12 | 3 | 0 | 0 | 0 | 0 | 3 | 0 |  |  | Vendor Scope
1SYN226019R001A | IN-10026019.A.2 | 1TNS500334P0012 | Partition wall for M.B. w12 | 0 | 0 | 0 | 0 | 0 | 0 | 0 |  |  | Vendor Scope
1SYN226019R002A | IN-10026019.A.3 | 1TNS500334P0012 | Partition wall for M.B. w12 | 0 | 0 | 0 | 0 | 0 | 0 | 0 |  |  | Vendor Scope
1SYN426019R001A | IN-10026019.A.5 | 1TNS500334P0012 | Partition wall for M.B. w12 | 0 | 0 | 0 | 0 | 0 | 0 | 0 |  |  | Vendor Scope
1SYN126019R001A | IN-10026019.A.1 | 1TNS500338P0104 | Comp. cover rear 1xCCU 12E | 0 | 0 | 0 | 0 | 0 | 0 | 0 |  |  | Vendor Scope
1SYN226019R001A | IN-10026019.A.2 | 1TNS500338P0104 | Comp. cover rear 1xCCU 12E | 24 | 0 | 0 | 0 | 0 | 24 | 0 |  |  | Vendor Scope
1SYN226019R002A | IN-10026019.A.3 | 1TNS500338P0104 | Comp. cover rear 1xCCU 12E | 0 | 0 | 0 | 0 | 0 | 0 | 0 |  |  | Vendor Scope
1SYN426019R001A | IN-10026019.A.5 | 1TNS500338P0104 | Comp. cover rear 1xCCU 12E | 0 | 0 | 0 | 0 | 0 | 0 | 0 |  |  | Vendor Scope
1SYN126019R001A | IN-10026019.A.1 | 1TNS500338P0105 | Comp. cover rear 1xCCU 16E | 0 | 0 | 0 | 0 | 0 | 0 | 0 |  |  | Vendor Scope
1SYN226019R001A | IN-10026019.A.2 | 1TNS500338P0105 | Comp. cover rear 1xCCU 16E | 5 | 0 | 0 | 0 | 0 | 5 | 0 |  |  | Vendor Scope
1SYN226019R002A | IN-10026019.A.3 | 1TNS500338P0105 | Comp. cover rear 1xCCU 16E | 0 | 0 | 0 | 0 | 0 | 0 | 0 |  |  | Vendor Scope
1SYN426019R001A | IN-10026019.A.5 | 1TNS500338P0105 | Comp. cover rear 1xCCU 16E | 0 | 0 | 0 | 0 | 0 | 0 | 0 |  |  | Vendor Scope
1SYN126019R001A | IN-10026019.A.1 | 1TNS500338P0107 | Comp. cover rear 1xCCU 24E | 0 | 0 | 0 | 0 | 0 | 0 | 0 |  |  | Vendor Scope
1SYN226019R001A | IN-10026019.A.2 | 1TNS500338P0107 | Comp. cover rear 1xCCU 24E | 3 | 0 | 0 | 0 | 0 | 3 | 0 |  |  | Vendor Scope
1SYN226019R002A | IN-10026019.A.3 | 1TNS500338P0107 | Comp. cover rear 1xCCU 24E | 0 | 0 | 0 | 0 | 0 | 0 | 0 |  |  | Vendor Scope
1SYN426019R001A | IN-10026019.A.5 | 1TNS500338P0107 | Comp. cover rear 1xCCU 24E | 0 | 0 | 0 | 0 | 0 | 0 | 0 |  |  | Vendor Scope
1SYN126019R001A | IN-10026019.A.1 | 1TNS500338P0111 | Comp. cover rear 1xCCU 4P 8E | 18 | 0 | 0 | 0 | 0 | 18 | 0 |  |  | Vendor Scope
1SYN226019R001A | IN-10026019.A.2 | 1TNS500338P0111 | Comp. cover rear 1xCCU 4P 8E | 21 | 0 | 0 | 0 | 0 | 21 | 0 |  |  | Vendor Scope
1SYN226019R002A | IN-10026019.A.3 | 1TNS500338P0111 | Comp. cover rear 1xCCU 4P 8E | 0 | 0 | 0 | 0 | 0 | 0 | 0 |  |  | Vendor Scope
1SYN426019R001A | IN-10026019.A.5 | 1TNS500338P0111 | Comp. cover rear 1xCCU 4P 8E | 0 | 0 | 0 | 0 | 0 | 0 | 0 |  |  | Vendor Scope
1SYN126019R001A | IN-10026019.A.1 | 1TNS500338P0113 | Comp. cover rear 1xCCU 250A 4P 12E | 10 | 0 | 0 | 0 | 0 | 10 | 0 |  |  | Vendor Scope
1SYN226019R001A | IN-10026019.A.2 | 1TNS500338P0113 | Comp. cover rear 1xCCU 250A 4P 12E | 0 | 0 | 0 | 0 | 0 | 0 | 0 |  |  | Vendor Scope
1SYN226019R002A | IN-10026019.A.3 | 1TNS500338P0113 | Comp. cover rear 1xCCU 250A 4P 12E | 0 | 0 | 0 | 0 | 0 | 0 | 0 |  |  | Vendor Scope
1SYN426019R001A | IN-10026019.A.5 | 1TNS500338P0113 | Comp. cover rear 1xCCU 250A 4P 12E | 0 | 0 | 0 | 0 | 0 | 0 | 0 |  |  | Vendor Scope
1SYN126019R001A | IN-10026019.A.1 | 1TNS500403A0203 | Rear door 12E 04 louvers lock RAL7035 | 3 | 0 | 0 | 0 | 0 | 3 | 0 |  |  | Vendor Scope
1SYN226019R001A | IN-10026019.A.2 | 1TNS500403A0203 | Rear door 12E 04 louvers lock RAL7035 | 0 | 0 | 0 | 0 | 0 | 0 | 0 |  |  | Vendor Scope
1SYN226019R002A | IN-10026019.A.3 | 1TNS500403A0203 | Rear door 12E 04 louvers lock RAL7035 | 0 | 0 | 0 | 0 | 0 | 0 | 0 |  |  | Vendor Scope
1SYN426019R001A | IN-10026019.A.5 | 1TNS500403A0203 | Rear door 12E 04 louvers lock RAL7035 | 0 | 0 | 0 | 0 | 0 | 0 | 0 |  |  | Vendor Scope
1SYN126019R001A | IN-10026019.A.1 | 1TNS500403A0205 | Rear door 12E 06 louvers lock RAL7035 | 16 | 0 | 0 | 0 | 0 | 16 | 0 |  |  | Vendor Scope
1SYN226019R001A | IN-10026019.A.2 | 1TNS500403A0205 | Rear door 12E 06 louvers lock RAL7035 | 12 | 0 | 0 | 0 | 0 | 12 | 0 |  |  | Vendor Scope
1SYN226019R002A | IN-10026019.A.3 | 1TNS500403A0205 | Rear door 12E 06 louvers lock RAL7035 | 0 | 0 | 0 | 0 | 0 | 0 | 0 |  |  | Vendor Scope
1SYN426019R001A | IN-10026019.A.5 | 1TNS500403A0205 | Rear door 12E 06 louvers lock RAL7035 | 0 | 0 | 0 | 0 | 0 | 0 | 0 |  |  | Vendor Scope
1SYN126019R001A | IN-10026019.A.1 | 1TNS500403A0207 | Rear door 12E 08 louvers lock RAL7035 | 3 | 0 | 0 | 0 | 0 | 3 | 0 |  |  | Vendor Scope
1SYN226019R001A | IN-10026019.A.2 | 1TNS500403A0207 | Rear door 12E 08 louvers lock RAL7035 | 0 | 0 | 0 | 0 | 0 | 0 | 0 |  |  | Vendor Scope
1SYN226019R002A | IN-10026019.A.3 | 1TNS500403A0207 | Rear door 12E 08 louvers lock RAL7035 | 0 | 0 | 0 | 0 | 0 | 0 | 0 |  |  | Vendor Scope
1SYN426019R001A | IN-10026019.A.5 | 1TNS500403A0207 | Rear door 12E 08 louvers lock RAL7035 | 0 | 0 | 0 | 0 | 0 | 0 | 0 |  |  | Vendor Scope
1SYN126019R001A | IN-10026019.A.1 | 1TNS500403A0305 | BB Com. 12E 06 louvers screw RAL7035 | 0 | 0 | 0 | 0 | 0 | 0 | 0 |  |  | Vendor Scope
1SYN226019R001A | IN-10026019.A.2 | 1TNS500403A0305 | BB Com. 12E 06 louvers screw RAL7035 | 12 | 0 | 0 | 0 | 0 | 12 | 0 |  |  | Vendor Scope
1SYN226019R002A | IN-10026019.A.3 | 1TNS500403A0305 | BB Com. 12E 06 louvers screw RAL7035 | 0 | 0 | 0 | 0 | 0 | 0 | 0 |  |  | Vendor Scope
1SYN426019R001A | IN-10026019.A.5 | 1TNS500403A0305 | BB Com. 12E 06 louvers screw RAL7035 | 0 | 0 | 0 | 0 | 0 | 0 | 0 |  |  | Vendor Scope
1SYN126019R001A | IN-10026019.A.1 | 1TNS500403A1205 | R door 12E 06 louv lock,hinge-R RAL7035 | 6 | 0 | 0 | 0 | 0 | 6 | 0 |  |  | Vendor Scope
1SYN226019R001A | IN-10026019.A.2 | 1TNS500403A1205 | R door 12E 06 louv lock,hinge-R RAL7035 | 0 | 0 | 0 | 0 | 0 | 0 | 0 |  |  | Vendor Scope
1SYN226019R002A | IN-10026019.A.3 | 1TNS500403A1205 | R door 12E 06 louv lock,hinge-R RAL7035 | 0 | 0 | 0 | 0 | 0 | 0 | 0 |  |  | Vendor Scope
1SYN426019R001A | IN-10026019.A.5 | 1TNS500403A1205 | R door 12E 06 louv lock,hinge-R RAL7035 | 0 | 0 | 0 | 0 | 0 | 0 | 0 |  |  | Vendor Scope
1SYN126019R001A | IN-10026019.A.1 | 1TNS500404A0203 | Rear door 77E 04 louvers lock RAL7035 | 3 | 0 | 0 | 0 | 0 | 3 | 0 |  |  | Vendor Scope
1SYN226019R001A | IN-10026019.A.2 | 1TNS500404A0203 | Rear door 77E 04 louvers lock RAL7035 | 0 | 0 | 0 | 0 | 0 | 0 | 0 |  |  | Vendor Scope
1SYN226019R002A | IN-10026019.A.3 | 1TNS500404A0203 | Rear door 77E 04 louvers lock RAL7035 | 0 | 0 | 0 | 0 | 0 | 0 | 0 |  |  | Vendor Scope
1SYN426019R001A | IN-10026019.A.5 | 1TNS500404A0203 | Rear door 77E 04 louvers lock RAL7035 | 0 | 0 | 0 | 0 | 0 | 0 | 0 |  |  | Vendor Scope
1SYN126019R001A | IN-10026019.A.1 | 1TNS500404A0205 | Rear door 77E 06 louvers lock RAL7035 | 16 | 0 | 0 | 0 | 0 | 16 | 0 |  |  | Vendor Scope
1SYN226019R001A | IN-10026019.A.2 | 1TNS500404A0205 | Rear door 77E 06 louvers lock RAL7035 | 39 | 0 | 0 | 0 | 0 | 39 | 0 |  |  | Vendor Scope
1SYN226019R002A | IN-10026019.A.3 | 1TNS500404A0205 | Rear door 77E 06 louvers lock RAL7035 | 0 | 0 | 0 | 0 | 0 | 0 | 0 |  |  | Vendor Scope
1SYN426019R001A | IN-10026019.A.5 | 1TNS500404A0205 | Rear door 77E 06 louvers lock RAL7035 | 0 | 0 | 0 | 0 | 0 | 0 | 0 |  |  | Vendor Scope
1SYN126019R001A | IN-10026019.A.1 | 1TNS500404A0207 | Rear door 77E 08 louvers lock RAL7035 | 3 | 0 | 0 | 0 | 0 | 3 | 0 |  |  | Vendor Scope
1SYN226019R001A | IN-10026019.A.2 | 1TNS500404A0207 | Rear door 77E 08 louvers lock RAL7035 | 0 | 0 | 0 | 0 | 0 | 0 | 0 |  |  | Vendor Scope
1SYN226019R002A | IN-10026019.A.3 | 1TNS500404A0207 | Rear door 77E 08 louvers lock RAL7035 | 0 | 0 | 0 | 0 | 0 | 0 | 0 |  |  | Vendor Scope
1SYN426019R001A | IN-10026019.A.5 | 1TNS500404A0207 | Rear door 77E 08 louvers lock RAL7035 | 0 | 0 | 0 | 0 | 0 | 0 | 0 |  |  | Vendor Scope
1SYN126019R001A | IN-10026019.A.1 | 1TNS500404A1205 | R door 77E 06 louv lock,hinge-R RAL7035 | 6 | 0 | 0 | 0 | 0 | 6 | 0 |  |  | Vendor Scope
1SYN226019R001A | IN-10026019.A.2 | 1TNS500404A1205 | R door 77E 06 louv lock,hinge-R RAL7035 | 0 | 0 | 0 | 0 | 0 | 0 | 0 |  |  | Vendor Scope
1SYN226019R002A | IN-10026019.A.3 | 1TNS500404A1205 | R door 77E 06 louv lock,hinge-R RAL7035 | 0 | 0 | 0 | 0 | 0 | 0 | 0 |  |  | Vendor Scope
1SYN426019R001A | IN-10026019.A.5 | 1TNS500404A1205 | R door 77E 06 louv lock,hinge-R RAL7035 | 0 | 0 | 0 | 0 | 0 | 0 | 0 |  |  | Vendor Scope
1SYN126019R001A | IN-10026019.A.1 | 1TNS500407P0003 | Cover for louvers 12E 04 RAL7035 | 4 | 0 | 0 | 0 | 0 | 4 | 0 |  |  | Vendor Scope
1SYN226019R001A | IN-10026019.A.2 | 1TNS500407P0003 | Cover for louvers 12E 04 RAL7035 | 0 | 0 | 0 | 0 | 0 | 0 | 0 |  |  | Vendor Scope
1SYN226019R002A | IN-10026019.A.3 | 1TNS500407P0003 | Cover for louvers 12E 04 RAL7035 | 0 | 0 | 0 | 0 | 0 | 0 | 0 |  |  | Vendor Scope
1SYN426019R001A | IN-10026019.A.5 | 1TNS500407P0003 | Cover for louvers 12E 04 RAL7035 | 0 | 0 | 0 | 0 | 0 | 0 | 0 |  |  | Vendor Scope
1SYN126019R001A | IN-10026019.A.1 | 1TNS500407P0005 | Cover for louvers 12E 06 | 29 | 0 | 0 | 0 | 0 | 29 | 0 |  |  | Vendor Scope
1SYN226019R001A | IN-10026019.A.2 | 1TNS500407P0005 | Cover for louvers 12E 06 | 24 | 0 | 0 | 0 | 0 | 24 | 0 |  |  | Vendor Scope
1SYN226019R002A | IN-10026019.A.3 | 1TNS500407P0005 | Cover for louvers 12E 06 | 0 | 0 | 0 | 0 | 0 | 0 | 0 |  |  | Vendor Scope
1SYN426019R001A | IN-10026019.A.5 | 1TNS500407P0005 | Cover for louvers 12E 06 | 0 | 0 | 0 | 0 | 0 | 0 | 0 |  |  | Vendor Scope
1SYN126019R001A | IN-10026019.A.1 | 1TNS500407P0007 | Cover for louvers 12E 08 | 6 | 0 | 0 | 0 | 0 | 6 | 0 |  |  | Vendor Scope
1SYN226019R001A | IN-10026019.A.2 | 1TNS500407P0007 | Cover for louvers 12E 08 | 0 | 0 | 0 | 0 | 0 | 0 | 0 |  |  | Vendor Scope
1SYN226019R002A | IN-10026019.A.3 | 1TNS500407P0007 | Cover for louvers 12E 08 | 0 | 0 | 0 | 0 | 0 | 0 | 0 |  |  | Vendor Scope
1SYN426019R001A | IN-10026019.A.5 | 1TNS500407P0007 | Cover for louvers 12E 08 | 0 | 0 | 0 | 0 | 0 | 0 | 0 |  |  | Vendor Scope
1SYN126019R001A | IN-10026019.A.1 | 1TNS500501P0001 | Connection Bar C T8 | 0 | 0 | 0 | 0 | 0 | 0 | 0 |  |  | Vendor Scope
1SYN226019R001A | IN-10026019.A.2 | 1TNS500501P0001 | Connection Bar C T8 | 9 | 0 | 0 | 0 | 0 | 9 | 0 |  |  | Vendor Scope
1SYN226019R002A | IN-10026019.A.3 | 1TNS500501P0001 | Connection Bar C T8 | 0 | 0 | 0 | 0 | 0 | 0 | 0 |  |  | Vendor Scope
1SYN426019R001A | IN-10026019.A.5 | 1TNS500501P0001 | Connection Bar C T8 | 0 | 0 | 0 | 0 | 0 | 0 | 0 |  |  | Vendor Scope
1SYN126019R001A | IN-10026019.A.1 | 1TNS500501P0002 | Connection Bar C T8 | 0 | 0 | 0 | 0 | 0 | 0 | 0 |  |  | Vendor Scope
1SYN226019R001A | IN-10026019.A.2 | 1TNS500501P0002 | Connection Bar C T8 | 9 | 0 | 0 | 0 | 0 | 9 | 0 |  |  | Vendor Scope
1SYN226019R002A | IN-10026019.A.3 | 1TNS500501P0002 | Connection Bar C T8 | 0 | 0 | 0 | 0 | 0 | 0 | 0 |  |  | Vendor Scope
1SYN426019R001A | IN-10026019.A.5 | 1TNS500501P0002 | Connection Bar C T8 | 0 | 0 | 0 | 0 | 0 | 0 | 0 |  |  | Vendor Scope
1SYN126019R001A | IN-10026019.A.1 | 1TNS500501P0007 | Connection Bar B T6 | 0 | 0 | 0 | 0 | 0 | 0 | 0 |  |  | Vendor Scope
1SYN226019R001A | IN-10026019.A.2 | 1TNS500501P0007 | Connection Bar B T6 | 9 | 0 | 0 | 0 | 0 | 9 | 0 |  |  | Vendor Scope
1SYN226019R002A | IN-10026019.A.3 | 1TNS500501P0007 | Connection Bar B T6 | 0 | 0 | 0 | 0 | 0 | 0 | 0 |  |  | Vendor Scope
1SYN426019R001A | IN-10026019.A.5 | 1TNS500501P0007 | Connection Bar B T6 | 0 | 0 | 0 | 0 | 0 | 0 | 0 |  |  | Vendor Scope
1SYN126019R001A | IN-10026019.A.1 | 1TNS500501P0008 | Connection Bar B T6 | 0 | 0 | 0 | 0 | 0 | 0 | 0 |  |  | Vendor Scope
1SYN226019R001A | IN-10026019.A.2 | 1TNS500501P0008 | Connection Bar B T6 | 9 | 0 | 0 | 0 | 0 | 9 | 0 |  |  | Vendor Scope
1SYN226019R002A | IN-10026019.A.3 | 1TNS500501P0008 | Connection Bar B T6 | 0 | 0 | 0 | 0 | 0 | 0 | 0 |  |  | Vendor Scope
1SYN426019R001A | IN-10026019.A.5 | 1TNS500501P0008 | Connection Bar B T6 | 0 | 0 | 0 | 0 | 0 | 0 | 0 |  |  | Vendor Scope
1SYN126019R001A | IN-10026019.A.1 | 1TNS500502P0001 | Connection Bar A T6 | 0 | 0 | 0 | 0 | 0 | 0 | 0 |  |  | Vendor Scope
1SYN226019R001A | IN-10026019.A.2 | 1TNS500502P0001 | Connection Bar A T6 | 9 | 0 | 0 | 0 | 0 | 9 | 0 |  |  | Vendor Scope
1SYN226019R002A | IN-10026019.A.3 | 1TNS500502P0001 | Connection Bar A T6 | 0 | 0 | 0 | 0 | 0 | 0 | 0 |  |  | Vendor Scope
1SYN426019R001A | IN-10026019.A.5 | 1TNS500502P0001 | Connection Bar A T6 | 0 | 0 | 0 | 0 | 0 | 0 | 0 |  |  | Vendor Scope
1SYN126019R001A | IN-10026019.A.1 | 1TNS500502P0002 | Connection Bar A T6 | 0 | 0 | 0 | 0 | 0 | 0 | 0 |  |  | Vendor Scope
1SYN226019R001A | IN-10026019.A.2 | 1TNS500502P0002 | Connection Bar A T6 | 9 | 0 | 0 | 0 | 0 | 9 | 0 |  |  | Vendor Scope
1SYN226019R002A | IN-10026019.A.3 | 1TNS500502P0002 | Connection Bar A T6 | 0 | 0 | 0 | 0 | 0 | 0 | 0 |  |  | Vendor Scope
1SYN426019R001A | IN-10026019.A.5 | 1TNS500502P0002 | Connection Bar A T6 | 0 | 0 | 0 | 0 | 0 | 0 | 0 |  |  | Vendor Scope
1SYN126019R001A | IN-10026019.A.1 | 1TNS500502P0005 | Connection Bar N T6 | 0 | 0 | 0 | 0 | 0 | 0 | 0 |  |  | Vendor Scope
1SYN226019R001A | IN-10026019.A.2 | 1TNS500502P0005 | Connection Bar N T6 | 9 | 0 | 0 | 0 | 0 | 9 | 0 |  |  | Vendor Scope
1SYN226019R002A | IN-10026019.A.3 | 1TNS500502P0005 | Connection Bar N T6 | 0 | 0 | 0 | 0 | 0 | 0 | 0 |  |  | Vendor Scope
1SYN426019R001A | IN-10026019.A.5 | 1TNS500502P0005 | Connection Bar N T6 | 0 | 0 | 0 | 0 | 0 | 0 | 0 |  |  | Vendor Scope
1SYN126019R001A | IN-10026019.A.1 | 1TNS500502P0006 | Connection Bar N T6 | 0 | 0 | 0 | 0 | 0 | 0 | 0 |  |  | Vendor Scope
1SYN226019R001A | IN-10026019.A.2 | 1TNS500502P0006 | Connection Bar N T6 | 9 | 0 | 0 | 0 | 0 | 9 | 0 |  |  | Vendor Scope
1SYN226019R002A | IN-10026019.A.3 | 1TNS500502P0006 | Connection Bar N T6 | 0 | 0 | 0 | 0 | 0 | 0 | 0 |  |  | Vendor Scope
1SYN426019R001A | IN-10026019.A.5 | 1TNS500502P0006 | Connection Bar N T6 | 0 | 0 | 0 | 0 | 0 | 0 | 0 |  |  | Vendor Scope
1SYN126019R001A | IN-10026019.A.1 | 1TNS500512P0001 | up and down conn bar for 6300A sys MCC | 52 | 0 | 0 | 0 | 0 | 52 | 0 |  |  | Vendor Scope
1SYN226019R001A | IN-10026019.A.2 | 1TNS500512P0001 | up and down conn bar for 6300A sys MCC | 0 | 0 | 0 | 0 | 0 | 0 | 0 |  |  | Vendor Scope
1SYN226019R002A | IN-10026019.A.3 | 1TNS500512P0001 | up and down conn bar for 6300A sys MCC | 0 | 0 | 0 | 0 | 0 | 0 | 0 |  |  | Vendor Scope
1SYN426019R001A | IN-10026019.A.5 | 1TNS500512P0001 | up and down conn bar for 6300A sys MCC | 0 | 0 | 0 | 0 | 0 | 0 | 0 |  |  | Vendor Scope
1SYN126019R001A | IN-10026019.A.1 | 1TNS504001P0001 | Middle bakelite f. MBB conn. bar 4PX50 | 26 | 0 | 0 | 0 | 0 | 26 | 0 |  |  | Vendor Scope
1SYN226019R001A | IN-10026019.A.2 | 1TNS504001P0001 | Middle bakelite f. MBB conn. bar 4PX50 | 9 | 0 | 0 | 0 | 0 | 9 | 0 |  |  | Vendor Scope
1SYN226019R002A | IN-10026019.A.3 | 1TNS504001P0001 | Middle bakelite f. MBB conn. bar 4PX50 | 0 | 0 | 0 | 0 | 0 | 0 | 0 |  |  | Vendor Scope
1SYN426019R001A | IN-10026019.A.5 | 1TNS504001P0001 | Middle bakelite f. MBB conn. bar 4PX50 | 0 | 0 | 0 | 0 | 0 | 0 | 0 |  |  | Vendor Scope
1SYN126019R001A | IN-10026019.A.1 | 1TNS511101P6102 | Partition plate E1.2 10/4P 100%N W4 | 0 | 0 | 0 | 0 | 0 | 0 | 0 |  |  | Vendor Scope
1SYN226019R001A | IN-10026019.A.2 | 1TNS511101P6102 | Partition plate E1.2 10/4P 100%N W4 | 3 | 0 | 0 | 0 | 0 | 3 | 0 |  |  | Vendor Scope
1SYN226019R002A | IN-10026019.A.3 | 1TNS511101P6102 | Partition plate E1.2 10/4P 100%N W4 | 0 | 0 | 0 | 0 | 0 | 0 | 0 |  |  | Vendor Scope
1SYN426019R001A | IN-10026019.A.5 | 1TNS511101P6102 | Partition plate E1.2 10/4P 100%N W4 | 0 | 0 | 0 | 0 | 0 | 0 | 0 |  |  | Vendor Scope
1SYN126019R001A | IN-10026019.A.1 | 1TNS512110P0001 | Emax1.2 Vertical Connection Bar 1000A | 0 | 0 | 0 | 0 | 0 | 0 | 0 |  |  | Vendor Scope
1SYN226019R001A | IN-10026019.A.2 | 1TNS512110P0001 | Emax1.2 Vertical Connection Bar 1000A | 9 | 0 | 0 | 0 | 0 | 9 | 0 |  |  | Vendor Scope
1SYN226019R002A | IN-10026019.A.3 | 1TNS512110P0001 | Emax1.2 Vertical Connection Bar 1000A | 0 | 0 | 0 | 0 | 0 | 0 | 0 |  |  | Vendor Scope
1SYN426019R001A | IN-10026019.A.5 | 1TNS512110P0001 | Emax1.2 Vertical Connection Bar 1000A | 0 | 0 | 0 | 0 | 0 | 0 | 0 |  |  | Vendor Scope
1SYN126019R001A | IN-10026019.A.1 | 1TNS512111P0001 | Emax1.2 Vertical Connection Bar 1000A | 0 | 0 | 0 | 0 | 0 | 0 | 0 |  |  | Vendor Scope
1SYN226019R001A | IN-10026019.A.2 | 1TNS512111P0001 | Emax1.2 Vertical Connection Bar 1000A | 1 | 0 | 0 | 0 | 0 | 1 | 0 |  |  | Vendor Scope
1SYN226019R002A | IN-10026019.A.3 | 1TNS512111P0001 | Emax1.2 Vertical Connection Bar 1000A | 0 | 0 | 0 | 0 | 0 | 0 | 0 |  |  | Vendor Scope
1SYN426019R001A | IN-10026019.A.5 | 1TNS512111P0001 | Emax1.2 Vertical Connection Bar 1000A | 0 | 0 | 0 | 0 | 0 | 0 | 0 |  |  | Vendor Scope
1SYN126019R001A | IN-10026019.A.1 | 1TNS512111P0002 | Emax1.2 Vertical Connection Bar 1000A | 0 | 0 | 0 | 0 | 0 | 0 | 0 |  |  | Vendor Scope
1SYN226019R001A | IN-10026019.A.2 | 1TNS512111P0002 | Emax1.2 Vertical Connection Bar 1000A | 1 | 0 | 0 | 0 | 0 | 1 | 0 |  |  | Vendor Scope
1SYN226019R002A | IN-10026019.A.3 | 1TNS512111P0002 | Emax1.2 Vertical Connection Bar 1000A | 0 | 0 | 0 | 0 | 0 | 0 | 0 |  |  | Vendor Scope
1SYN426019R001A | IN-10026019.A.5 | 1TNS512111P0002 | Emax1.2 Vertical Connection Bar 1000A | 0 | 0 | 0 | 0 | 0 | 0 | 0 |  |  | Vendor Scope
1SYN126019R001A | IN-10026019.A.1 | 1TNS512112P0001 | Emax1.2 Vertical Connection Bar 1000A | 0 | 0 | 0 | 0 | 0 | 0 | 0 |  |  | Vendor Scope
1SYN226019R001A | IN-10026019.A.2 | 1TNS512112P0001 | Emax1.2 Vertical Connection Bar 1000A | 2 | 0 | 0 | 0 | 0 | 2 | 0 |  |  | Vendor Scope
1SYN226019R002A | IN-10026019.A.3 | 1TNS512112P0001 | Emax1.2 Vertical Connection Bar 1000A | 0 | 0 | 0 | 0 | 0 | 0 | 0 |  |  | Vendor Scope
1SYN426019R001A | IN-10026019.A.5 | 1TNS512112P0001 | Emax1.2 Vertical Connection Bar 1000A | 0 | 0 | 0 | 0 | 0 | 0 | 0 |  |  | Vendor Scope
1SYN126019R001A | IN-10026019.A.1 | 1TNS512112P0011 | Emax1.2 Vertical Connection Bar 1000A | 0 | 0 | 0 | 0 | 0 | 0 | 0 |  |  | Vendor Scope
1SYN226019R001A | IN-10026019.A.2 | 1TNS512112P0011 | Emax1.2 Vertical Connection Bar 1000A | 1 | 0 | 0 | 0 | 0 | 1 | 0 |  |  | Vendor Scope
1SYN226019R002A | IN-10026019.A.3 | 1TNS512112P0011 | Emax1.2 Vertical Connection Bar 1000A | 0 | 0 | 0 | 0 | 0 | 0 | 0 |  |  | Vendor Scope
1SYN426019R001A | IN-10026019.A.5 | 1TNS512112P0011 | Emax1.2 Vertical Connection Bar 1000A | 0 | 0 | 0 | 0 | 0 | 0 | 0 |  |  | Vendor Scope
1SYN126019R001A | IN-10026019.A.1 | 1TNS512200P0001 | Emax1.2 VR Connection Bar 1250A | 4 | 0 | 0 | 0 | 0 | 4 | 0 |  |  | Vendor Scope
1SYN226019R001A | IN-10026019.A.2 | 1TNS512200P0001 | Emax1.2 VR Connection Bar 1250A | 4 | 0 | 0 | 0 | 0 | 4 | 0 |  |  | Vendor Scope
1SYN226019R002A | IN-10026019.A.3 | 1TNS512200P0001 | Emax1.2 VR Connection Bar 1250A | 0 | 0 | 0 | 0 | 0 | 0 | 0 |  |  | Vendor Scope
1SYN426019R001A | IN-10026019.A.5 | 1TNS512200P0001 | Emax1.2 VR Connection Bar 1250A | 0 | 0 | 0 | 0 | 0 | 0 | 0 |  |  | Vendor Scope
1SYN126019R001A | IN-10026019.A.1 | 1TNS512200P0002 | Emax1.2 VR Connection Bar 1250A | 4 | 0 | 0 | 0 | 0 | 4 | 0 |  |  | Vendor Scope
1SYN226019R001A | IN-10026019.A.2 | 1TNS512200P0002 | Emax1.2 VR Connection Bar 1250A | 5 | 0 | 0 | 0 | 0 | 5 | 0 |  |  | Vendor Scope
1SYN226019R002A | IN-10026019.A.3 | 1TNS512200P0002 | Emax1.2 VR Connection Bar 1250A | 0 | 0 | 0 | 0 | 0 | 0 | 0 |  |  | Vendor Scope
1SYN426019R001A | IN-10026019.A.5 | 1TNS512200P0002 | Emax1.2 VR Connection Bar 1250A | 0 | 0 | 0 | 0 | 0 | 0 | 0 |  |  | Vendor Scope
1SYN126019R001A | IN-10026019.A.1 | 1TNS512201P0001 | Emax1.2 VR Connection Bar 1250A | 0 | 0 | 0 | 0 | 0 | 0 | 0 |  |  | Vendor Scope
1SYN226019R001A | IN-10026019.A.2 | 1TNS512201P0001 | Emax1.2 VR Connection Bar 1250A | 1 | 0 | 0 | 0 | 0 | 1 | 0 |  |  | Vendor Scope
1SYN226019R002A | IN-10026019.A.3 | 1TNS512201P0001 | Emax1.2 VR Connection Bar 1250A | 0 | 0 | 0 | 0 | 0 | 0 | 0 |  |  | Vendor Scope
1SYN426019R001A | IN-10026019.A.5 | 1TNS512201P0001 | Emax1.2 VR Connection Bar 1250A | 0 | 0 | 0 | 0 | 0 | 0 | 0 |  |  | Vendor Scope
1SYN126019R001A | IN-10026019.A.1 | 1TNS512201P0002 | Emax1.2 VR Connection Bar 1250A | 0 | 0 | 0 | 0 | 0 | 0 | 0 |  |  | Vendor Scope
1SYN226019R001A | IN-10026019.A.2 | 1TNS512201P0002 | Emax1.2 VR Connection Bar 1250A | 1 | 0 | 0 | 0 | 0 | 1 | 0 |  |  | Vendor Scope
1SYN226019R002A | IN-10026019.A.3 | 1TNS512201P0002 | Emax1.2 VR Connection Bar 1250A | 0 | 0 | 0 | 0 | 0 | 0 | 0 |  |  | Vendor Scope
1SYN426019R001A | IN-10026019.A.5 | 1TNS512201P0002 | Emax1.2 VR Connection Bar 1250A | 0 | 0 | 0 | 0 | 0 | 0 | 0 |  |  | Vendor Scope
1SYN126019R001A | IN-10026019.A.1 | 1TNS512201P0003 | Emax1.2 VR Connection Bar 1250A | 0 | 0 | 0 | 0 | 0 | 0 | 0 |  |  | Vendor Scope
1SYN226019R001A | IN-10026019.A.2 | 1TNS512201P0003 | Emax1.2 VR Connection Bar 1250A | 1 | 0 | 0 | 0 | 0 | 1 | 0 |  |  | Vendor Scope
1SYN226019R002A | IN-10026019.A.3 | 1TNS512201P0003 | Emax1.2 VR Connection Bar 1250A | 0 | 0 | 0 | 0 | 0 | 0 | 0 |  |  | Vendor Scope
1SYN426019R001A | IN-10026019.A.5 | 1TNS512201P0003 | Emax1.2 VR Connection Bar 1250A | 0 | 0 | 0 | 0 | 0 | 0 | 0 |  |  | Vendor Scope
1SYN126019R001A | IN-10026019.A.1 | 1TNS512201P0004 | Emax1.2 VR Connection Bar 1250A | 0 | 0 | 0 | 0 | 0 | 0 | 0 |  |  | Vendor Scope
1SYN226019R001A | IN-10026019.A.2 | 1TNS512201P0004 | Emax1.2 VR Connection Bar 1250A | 1 | 0 | 0 | 0 | 0 | 1 | 0 |  |  | Vendor Scope
1SYN226019R002A | IN-10026019.A.3 | 1TNS512201P0004 | Emax1.2 VR Connection Bar 1250A | 0 | 0 | 0 | 0 | 0 | 0 | 0 |  |  | Vendor Scope
1SYN426019R001A | IN-10026019.A.5 | 1TNS512201P0004 | Emax1.2 VR Connection Bar 1250A | 0 | 0 | 0 | 0 | 0 | 0 | 0 |  |  | Vendor Scope
1SYN126019R001A | IN-10026019.A.1 | 1TNS512201P0005 | Emax1.2 VR Connection Bar 1250A | 0 | 0 | 0 | 0 | 0 | 0 | 0 |  |  | Vendor Scope
1SYN226019R001A | IN-10026019.A.2 | 1TNS512201P0005 | Emax1.2 VR Connection Bar 1250A | 1 | 0 | 0 | 0 | 0 | 1 | 0 |  |  | Vendor Scope
1SYN226019R002A | IN-10026019.A.3 | 1TNS512201P0005 | Emax1.2 VR Connection Bar 1250A | 0 | 0 | 0 | 0 | 0 | 0 | 0 |  |  | Vendor Scope
1SYN426019R001A | IN-10026019.A.5 | 1TNS512201P0005 | Emax1.2 VR Connection Bar 1250A | 0 | 0 | 0 | 0 | 0 | 0 | 0 |  |  | Vendor Scope
1SYN126019R001A | IN-10026019.A.1 | 1TNS512240P0001 | Connection Bar | 0 | 0 | 0 | 0 | 0 | 0 | 0 |  |  | Vendor Scope
1SYN226019R001A | IN-10026019.A.2 | 1TNS512240P0001 | Connection Bar | 1 | 0 | 0 | 0 | 0 | 1 | 0 |  |  | Vendor Scope
1SYN226019R002A | IN-10026019.A.3 | 1TNS512240P0001 | Connection Bar | 0 | 0 | 0 | 0 | 0 | 0 | 0 |  |  | Vendor Scope
1SYN426019R001A | IN-10026019.A.5 | 1TNS512240P0001 | Connection Bar | 0 | 0 | 0 | 0 | 0 | 0 | 0 |  |  | Vendor Scope
1SYN126019R001A | IN-10026019.A.1 | 1TNS512240P0002 | Connection Bar | 0 | 0 | 0 | 0 | 0 | 0 | 0 |  |  | Vendor Scope
1SYN226019R001A | IN-10026019.A.2 | 1TNS512240P0002 | Connection Bar | 1 | 0 | 0 | 0 | 0 | 1 | 0 |  |  | Vendor Scope
1SYN226019R002A | IN-10026019.A.3 | 1TNS512240P0002 | Connection Bar | 0 | 0 | 0 | 0 | 0 | 0 | 0 |  |  | Vendor Scope
1SYN426019R001A | IN-10026019.A.5 | 1TNS512240P0002 | Connection Bar | 0 | 0 | 0 | 0 | 0 | 0 | 0 |  |  | Vendor Scope
1SYN126019R001A | IN-10026019.A.1 | 1TNS514000P0011 | E1.2 Supporting stripe W4 | 0 | 0 | 0 | 0 | 0 | 0 | 0 |  |  | Vendor Scope
1SYN226019R001A | IN-10026019.A.2 | 1TNS514000P0011 | E1.2 Supporting stripe W4 | 1 | 0 | 0 | 0 | 0 | 1 | 0 |  |  | Vendor Scope
1SYN226019R002A | IN-10026019.A.3 | 1TNS514000P0011 | E1.2 Supporting stripe W4 | 0 | 0 | 0 | 0 | 0 | 0 | 0 |  |  | Vendor Scope
1SYN426019R001A | IN-10026019.A.5 | 1TNS514000P0011 | E1.2 Supporting stripe W4 | 0 | 0 | 0 | 0 | 0 | 0 | 0 |  |  | Vendor Scope
1SYN126019R001A | IN-10026019.A.1 | 1TNS516000P0001 | Partition profile work L | 2 | 0 | 0 | 0 | 0 | 2 | 0 |  |  | Vendor Scope
1SYN226019R001A | IN-10026019.A.2 | 1TNS516000P0001 | Partition profile work L | 3 | 0 | 0 | 0 | 0 | 3 | 0 |  |  | Vendor Scope
1SYN226019R002A | IN-10026019.A.3 | 1TNS516000P0001 | Partition profile work L | 0 | 0 | 0 | 0 | 0 | 0 | 0 |  |  | Vendor Scope
1SYN426019R001A | IN-10026019.A.5 | 1TNS516000P0001 | Partition profile work L | 0 | 0 | 0 | 0 | 0 | 0 | 0 |  |  | Vendor Scope
1SYN126019R001A | IN-10026019.A.1 | 1TNS516000P0002 | Partition profile work R | 2 | 0 | 0 | 0 | 0 | 2 | 0 |  |  | Vendor Scope
1SYN226019R001A | IN-10026019.A.2 | 1TNS516000P0002 | Partition profile work R | 3 | 0 | 0 | 0 | 0 | 3 | 0 |  |  | Vendor Scope
1SYN226019R002A | IN-10026019.A.3 | 1TNS516000P0002 | Partition profile work R | 0 | 0 | 0 | 0 | 0 | 0 | 0 |  |  | Vendor Scope
1SYN426019R001A | IN-10026019.A.5 | 1TNS516000P0002 | Partition profile work R | 0 | 0 | 0 | 0 | 0 | 0 | 0 |  |  | Vendor Scope
1SYN126019R001A | IN-10026019.A.1 | 1TNS516001P0006 | Partition plate holder front W600 | 0 | 0 | 0 | 0 | 0 | 0 | 0 |  |  | Vendor Scope
1SYN226019R001A | IN-10026019.A.2 | 1TNS516001P0006 | Partition plate holder front W600 | 2 | 0 | 0 | 0 | 0 | 2 | 0 |  |  | Vendor Scope
1SYN226019R002A | IN-10026019.A.3 | 1TNS516001P0006 | Partition plate holder front W600 | 0 | 0 | 0 | 0 | 0 | 0 | 0 |  |  | Vendor Scope
1SYN426019R001A | IN-10026019.A.5 | 1TNS516001P0006 | Partition plate holder front W600 | 0 | 0 | 0 | 0 | 0 | 0 | 0 |  |  | Vendor Scope
1SYN126019R001A | IN-10026019.A.1 | 1TNS516002P0006 | Partition plate holder rear T6W600 | 0 | 0 | 0 | 0 | 0 | 0 | 0 |  |  | Vendor Scope
1SYN226019R001A | IN-10026019.A.2 | 1TNS516002P0006 | Partition plate holder rear T6W600 | 3 | 0 | 0 | 0 | 0 | 3 | 0 |  |  | Vendor Scope
1SYN226019R002A | IN-10026019.A.3 | 1TNS516002P0006 | Partition plate holder rear T6W600 | 0 | 0 | 0 | 0 | 0 | 0 | 0 |  |  | Vendor Scope
1SYN426019R001A | IN-10026019.A.5 | 1TNS516002P0006 | Partition plate holder rear T6W600 | 0 | 0 | 0 | 0 | 0 | 0 | 0 |  |  | Vendor Scope
1SYN126019R001A | IN-10026019.A.1 | 1TNS516003P0006 | Partition plate holder rear T8W600 | 2 | 0 | 0 | 0 | 0 | 2 | 0 |  |  | Vendor Scope
1SYN226019R001A | IN-10026019.A.2 | 1TNS516003P0006 | Partition plate holder rear T8W600 | 0 | 0 | 0 | 0 | 0 | 0 | 0 |  |  | Vendor Scope
1SYN226019R002A | IN-10026019.A.3 | 1TNS516003P0006 | Partition plate holder rear T8W600 | 0 | 0 | 0 | 0 | 0 | 0 | 0 |  |  | Vendor Scope
1SYN426019R001A | IN-10026019.A.5 | 1TNS516003P0006 | Partition plate holder rear T8W600 | 0 | 0 | 0 | 0 | 0 | 0 | 0 |  |  | Vendor Scope
1SYN126019R001A | IN-10026019.A.1 | 1TNS521100P6002 | Partition plate | 2 | 0 | 0 | 0 | 0 | 2 | 0 |  |  | Vendor Scope
1SYN226019R001A | IN-10026019.A.2 | 1TNS521100P6002 | Partition plate | 3 | 0 | 0 | 0 | 0 | 3 | 0 |  |  | Vendor Scope
1SYN226019R002A | IN-10026019.A.3 | 1TNS521100P6002 | Partition plate | 0 | 0 | 0 | 0 | 0 | 0 | 0 |  |  | Vendor Scope
1SYN426019R001A | IN-10026019.A.5 | 1TNS521100P6002 | Partition plate | 0 | 0 | 0 | 0 | 0 | 0 | 0 |  |  | Vendor Scope
1SYN126019R001A | IN-10026019.A.1 | 1TNS522130P0011 | Connection Bar | 0 | 0 | 0 | 0 | 0 | 0 | 0 |  |  | Vendor Scope
1SYN226019R001A | IN-10026019.A.2 | 1TNS522130P0011 | Connection Bar | 6 | 0 | 0 | 0 | 0 | 6 | 0 |  |  | Vendor Scope
1SYN226019R002A | IN-10026019.A.3 | 1TNS522130P0011 | Connection Bar | 0 | 0 | 0 | 0 | 0 | 0 | 0 |  |  | Vendor Scope
1SYN426019R001A | IN-10026019.A.5 | 1TNS522130P0011 | Connection Bar | 0 | 0 | 0 | 0 | 0 | 0 | 0 |  |  | Vendor Scope
1SYN126019R001A | IN-10026019.A.1 | 1TNS522130P0012 | Connection Bar | 0 | 0 | 0 | 0 | 0 | 0 | 0 |  |  | Vendor Scope
1SYN226019R001A | IN-10026019.A.2 | 1TNS522130P0012 | Connection Bar | 4 | 0 | 0 | 0 | 0 | 4 | 0 |  |  | Vendor Scope
1SYN226019R002A | IN-10026019.A.3 | 1TNS522130P0012 | Connection Bar | 0 | 0 | 0 | 0 | 0 | 0 | 0 |  |  | Vendor Scope
1SYN426019R001A | IN-10026019.A.5 | 1TNS522130P0012 | Connection Bar | 0 | 0 | 0 | 0 | 0 | 0 | 0 |  |  | Vendor Scope
1SYN126019R001A | IN-10026019.A.1 | 1TNS522130P0013 | Connection Bar | 0 | 0 | 0 | 0 | 0 | 0 | 0 |  |  | Vendor Scope
1SYN226019R001A | IN-10026019.A.2 | 1TNS522130P0013 | Connection Bar | 2 | 0 | 0 | 0 | 0 | 2 | 0 |  |  | Vendor Scope
1SYN226019R002A | IN-10026019.A.3 | 1TNS522130P0013 | Connection Bar | 0 | 0 | 0 | 0 | 0 | 0 | 0 |  |  | Vendor Scope
1SYN426019R001A | IN-10026019.A.5 | 1TNS522130P0013 | Connection Bar | 0 | 0 | 0 | 0 | 0 | 0 | 0 |  |  | Vendor Scope
1SYN126019R001A | IN-10026019.A.1 | 1TNS522130P0014 | Connection Bar | 0 | 0 | 0 | 0 | 0 | 0 | 0 |  |  | Vendor Scope
1SYN226019R001A | IN-10026019.A.2 | 1TNS522130P0014 | Connection Bar | 2 | 0 | 0 | 0 | 0 | 2 | 0 |  |  | Vendor Scope
1SYN226019R002A | IN-10026019.A.3 | 1TNS522130P0014 | Connection Bar | 0 | 0 | 0 | 0 | 0 | 0 | 0 |  |  | Vendor Scope
1SYN426019R001A | IN-10026019.A.5 | 1TNS522130P0014 | Connection Bar | 0 | 0 | 0 | 0 | 0 | 0 | 0 |  |  | Vendor Scope
1SYN126019R001A | IN-10026019.A.1 | 1TNS523001P0001 | L Support L=27.5mm | 0 | 0 | 0 | 0 | 0 | 0 | 0 |  |  | Vendor Scope
1SYN226019R001A | IN-10026019.A.2 | 1TNS523001P0001 | L Support L=27.5mm | 2 | 0 | 0 | 0 | 0 | 2 | 0 |  |  | Vendor Scope
1SYN226019R002A | IN-10026019.A.3 | 1TNS523001P0001 | L Support L=27.5mm | 0 | 0 | 0 | 0 | 0 | 0 | 0 |  |  | Vendor Scope
1SYN426019R001A | IN-10026019.A.5 | 1TNS523001P0001 | L Support L=27.5mm | 0 | 0 | 0 | 0 | 0 | 0 | 0 |  |  | Vendor Scope
1SYN126019R001A | IN-10026019.A.1 | 1TNS523002P0002 | C Support H=77.5mm | 0 | 0 | 0 | 0 | 0 | 0 | 0 |  |  | Vendor Scope
1SYN226019R001A | IN-10026019.A.2 | 1TNS523002P0002 | C Support H=77.5mm | 6 | 0 | 0 | 0 | 0 | 6 | 0 |  |  | Vendor Scope
1SYN226019R002A | IN-10026019.A.3 | 1TNS523002P0002 | C Support H=77.5mm | 0 | 0 | 0 | 0 | 0 | 0 | 0 |  |  | Vendor Scope
1SYN426019R001A | IN-10026019.A.5 | 1TNS523002P0002 | C Support H=77.5mm | 0 | 0 | 0 | 0 | 0 | 0 | 0 |  |  | Vendor Scope
1SYN126019R001A | IN-10026019.A.1 | 1TNS523002P0011 | C Support H=25mm | 0 | 0 | 0 | 0 | 0 | 0 | 0 |  |  | Vendor Scope
1SYN226019R001A | IN-10026019.A.2 | 1TNS523002P0011 | C Support H=25mm | 2 | 0 | 0 | 0 | 0 | 2 | 0 |  |  | Vendor Scope
1SYN226019R002A | IN-10026019.A.3 | 1TNS523002P0011 | C Support H=25mm | 0 | 0 | 0 | 0 | 0 | 0 | 0 |  |  | Vendor Scope
1SYN426019R001A | IN-10026019.A.5 | 1TNS523002P0011 | C Support H=25mm | 0 | 0 | 0 | 0 | 0 | 0 | 0 |  |  | Vendor Scope
1SYN126019R001A | IN-10026019.A.1 | 1TNS524000P0002 | E2.2 Supporting stripe 4P-110 W4 | 4 | 0 | 0 | 0 | 0 | 4 | 0 |  |  | Vendor Scope
1SYN226019R001A | IN-10026019.A.2 | 1TNS524000P0002 | E2.2 Supporting stripe 4P-110 W4 | 13 | 0 | 0 | 0 | 0 | 13 | 0 |  |  | Vendor Scope
1SYN226019R002A | IN-10026019.A.3 | 1TNS524000P0002 | E2.2 Supporting stripe 4P-110 W4 | 0 | 0 | 0 | 0 | 0 | 0 | 0 |  |  | Vendor Scope
1SYN426019R001A | IN-10026019.A.5 | 1TNS524000P0002 | E2.2 Supporting stripe 4P-110 W4 | 0 | 0 | 0 | 0 | 0 | 0 | 0 |  |  | Vendor Scope
1SYN126019R001A | IN-10026019.A.1 | 1TNS524002P0303 | E2.2 Supporting plate 3P-110 F9 | 0 | 0 | 0 | 0 | 0 | 0 | 0 |  |  | Vendor Scope
1SYN226019R001A | IN-10026019.A.2 | 1TNS524002P0303 | E2.2 Supporting plate 3P-110 F9 | 1 | 0 | 0 | 0 | 0 | 1 | 0 |  |  | Vendor Scope
1SYN226019R002A | IN-10026019.A.3 | 1TNS524002P0303 | E2.2 Supporting plate 3P-110 F9 | 0 | 0 | 0 | 0 | 0 | 0 | 0 |  |  | Vendor Scope
1SYN426019R001A | IN-10026019.A.5 | 1TNS524002P0303 | E2.2 Supporting plate 3P-110 F9 | 0 | 0 | 0 | 0 | 0 | 0 | 0 |  |  | Vendor Scope
1SYN126019R001A | IN-10026019.A.1 | 1TNS524002P0403 | E2.2 Supporting plate 4P-110 F9 | 2 | 0 | 0 | 0 | 0 | 2 | 0 |  |  | Vendor Scope
1SYN226019R001A | IN-10026019.A.2 | 1TNS524002P0403 | E2.2 Supporting plate 4P-110 F9 | 3 | 0 | 0 | 0 | 0 | 3 | 0 |  |  | Vendor Scope
1SYN226019R002A | IN-10026019.A.3 | 1TNS524002P0403 | E2.2 Supporting plate 4P-110 F9 | 0 | 0 | 0 | 0 | 0 | 0 | 0 |  |  | Vendor Scope
1SYN426019R001A | IN-10026019.A.5 | 1TNS524002P0403 | E2.2 Supporting plate 4P-110 F9 | 0 | 0 | 0 | 0 | 0 | 0 | 0 |  |  | Vendor Scope
1SYN126019R001A | IN-10026019.A.1 | 1TNS542005P0001 | E4.2-10X100X200 spacer | 48 | 0 | 0 | 0 | 0 | 48 | 0 |  |  | Vendor Scope
1SYN226019R001A | IN-10026019.A.2 | 1TNS542005P0001 | E4.2-10X100X200 spacer | 0 | 0 | 0 | 0 | 0 | 0 | 0 |  |  | Vendor Scope
1SYN226019R002A | IN-10026019.A.3 | 1TNS542005P0001 | E4.2-10X100X200 spacer | 0 | 0 | 0 | 0 | 0 | 0 | 0 |  |  | Vendor Scope
1SYN426019R001A | IN-10026019.A.5 | 1TNS542005P0001 | E4.2-10X100X200 spacer | 0 | 0 | 0 | 0 | 0 | 0 | 0 |  |  | Vendor Scope
1SYN126019R001A | IN-10026019.A.1 | 1TNS542005P0005 | 10x50x120 copper spacer 3-F14 | 32 | 0 | 0 | 0 | 0 | 32 | 0 |  |  | Vendor Scope
1SYN226019R001A | IN-10026019.A.2 | 1TNS542005P0005 | 10x50x120 copper spacer 3-F14 | 0 | 0 | 0 | 0 | 0 | 0 | 0 |  |  | Vendor Scope
1SYN226019R002A | IN-10026019.A.3 | 1TNS542005P0005 | 10x50x120 copper spacer 3-F14 | 0 | 0 | 0 | 0 | 0 | 0 | 0 |  |  | Vendor Scope
1SYN426019R001A | IN-10026019.A.5 | 1TNS542005P0005 | 10x50x120 copper spacer 3-F14 | 0 | 0 | 0 | 0 | 0 | 0 | 0 |  |  | Vendor Scope
1SYN126019R001A | IN-10026019.A.1 | 1TNS542006P0005 | E4.2 Connection angle 10x200 | 16 | 0 | 0 | 0 | 0 | 16 | 0 |  |  | Vendor Scope
1SYN226019R001A | IN-10026019.A.2 | 1TNS542006P0005 | E4.2 Connection angle 10x200 | 0 | 0 | 0 | 0 | 0 | 0 | 0 |  |  | Vendor Scope
1SYN226019R002A | IN-10026019.A.3 | 1TNS542006P0005 | E4.2 Connection angle 10x200 | 0 | 0 | 0 | 0 | 0 | 0 | 0 |  |  | Vendor Scope
1SYN426019R001A | IN-10026019.A.5 | 1TNS542006P0005 | E4.2 Connection angle 10x200 | 0 | 0 | 0 | 0 | 0 | 0 | 0 |  |  | Vendor Scope
1SYN126019R001A | IN-10026019.A.1 | 1TNS542006P0006 | E4.2 Connection angle 10x200 | 16 | 0 | 0 | 0 | 0 | 16 | 0 |  |  | Vendor Scope
1SYN226019R001A | IN-10026019.A.2 | 1TNS542006P0006 | E4.2 Connection angle 10x200 | 0 | 0 | 0 | 0 | 0 | 0 | 0 |  |  | Vendor Scope
1SYN226019R002A | IN-10026019.A.3 | 1TNS542006P0006 | E4.2 Connection angle 10x200 | 0 | 0 | 0 | 0 | 0 | 0 | 0 |  |  | Vendor Scope
1SYN426019R001A | IN-10026019.A.5 | 1TNS542006P0006 | E4.2 Connection angle 10x200 | 0 | 0 | 0 | 0 | 0 | 0 | 0 |  |  | Vendor Scope
1SYN126019R001A | IN-10026019.A.1 | 1TNS542034P0001 | E4.2-40 Connection Bar 10X120 L1_1-L3_1 | 16 | 0 | 0 | 0 | 0 | 16 | 0 |  |  | Vendor Scope
1SYN226019R001A | IN-10026019.A.2 | 1TNS542034P0001 | E4.2-40 Connection Bar 10X120 L1_1-L3_1 | 0 | 0 | 0 | 0 | 0 | 0 | 0 |  |  | Vendor Scope
1SYN226019R002A | IN-10026019.A.3 | 1TNS542034P0001 | E4.2-40 Connection Bar 10X120 L1_1-L3_1 | 0 | 0 | 0 | 0 | 0 | 0 | 0 |  |  | Vendor Scope
1SYN426019R001A | IN-10026019.A.5 | 1TNS542034P0001 | E4.2-40 Connection Bar 10X120 L1_1-L3_1 | 0 | 0 | 0 | 0 | 0 | 0 | 0 |  |  | Vendor Scope
1SYN126019R001A | IN-10026019.A.1 | 1TNS542034P0002 | E4.2-40 Connection Bar 10X120 L1_1-L3_2 | 16 | 0 | 0 | 0 | 0 | 16 | 0 |  |  | Vendor Scope
1SYN226019R001A | IN-10026019.A.2 | 1TNS542034P0002 | E4.2-40 Connection Bar 10X120 L1_1-L3_2 | 0 | 0 | 0 | 0 | 0 | 0 | 0 |  |  | Vendor Scope
1SYN226019R002A | IN-10026019.A.3 | 1TNS542034P0002 | E4.2-40 Connection Bar 10X120 L1_1-L3_2 | 0 | 0 | 0 | 0 | 0 | 0 | 0 |  |  | Vendor Scope
1SYN426019R001A | IN-10026019.A.5 | 1TNS542034P0002 | E4.2-40 Connection Bar 10X120 L1_1-L3_2 | 0 | 0 | 0 | 0 | 0 | 0 | 0 |  |  | Vendor Scope
1SYN126019R001A | IN-10026019.A.1 | 1TNS542034P0003 | E4.2-40 Connection Bar 10X120 L2_1 | 16 | 0 | 0 | 0 | 0 | 16 | 0 |  |  | Vendor Scope
1SYN226019R001A | IN-10026019.A.2 | 1TNS542034P0003 | E4.2-40 Connection Bar 10X120 L2_1 | 0 | 0 | 0 | 0 | 0 | 0 | 0 |  |  | Vendor Scope
1SYN226019R002A | IN-10026019.A.3 | 1TNS542034P0003 | E4.2-40 Connection Bar 10X120 L2_1 | 0 | 0 | 0 | 0 | 0 | 0 | 0 |  |  | Vendor Scope
1SYN426019R001A | IN-10026019.A.5 | 1TNS542034P0003 | E4.2-40 Connection Bar 10X120 L2_1 | 0 | 0 | 0 | 0 | 0 | 0 | 0 |  |  | Vendor Scope
1SYN126019R001A | IN-10026019.A.1 | 1TNS543001P0002 | C type support plate H72.5 | 8 | 0 | 0 | 0 | 0 | 8 | 0 |  |  | Vendor Scope
1SYN226019R001A | IN-10026019.A.2 | 1TNS543001P0002 | C type support plate H72.5 | 0 | 0 | 0 | 0 | 0 | 0 | 0 |  |  | Vendor Scope
1SYN226019R002A | IN-10026019.A.3 | 1TNS543001P0002 | C type support plate H72.5 | 0 | 0 | 0 | 0 | 0 | 0 | 0 |  |  | Vendor Scope
1SYN426019R001A | IN-10026019.A.5 | 1TNS543001P0002 | C type support plate H72.5 | 0 | 0 | 0 | 0 | 0 | 0 | 0 |  |  | Vendor Scope
1SYN126019R001A | IN-10026019.A.1 | 1TNS543001P0007 | C type support plate H85 | 6 | 0 | 0 | 0 | 0 | 6 | 0 |  |  | Vendor Scope
1SYN226019R001A | IN-10026019.A.2 | 1TNS543001P0007 | C type support plate H85 | 0 | 0 | 0 | 0 | 0 | 0 | 0 |  |  | Vendor Scope
1SYN226019R002A | IN-10026019.A.3 | 1TNS543001P0007 | C type support plate H85 | 0 | 0 | 0 | 0 | 0 | 0 | 0 |  |  | Vendor Scope
1SYN426019R001A | IN-10026019.A.5 | 1TNS543001P0007 | C type support plate H85 | 0 | 0 | 0 | 0 | 0 | 0 | 0 |  |  | Vendor Scope
1SYN126019R001A | IN-10026019.A.1 | 1TNS543001P0008 | C type support plate H75 | 6 | 0 | 0 | 0 | 0 | 6 | 0 |  |  | Vendor Scope
1SYN226019R001A | IN-10026019.A.2 | 1TNS543001P0008 | C type support plate H75 | 0 | 0 | 0 | 0 | 0 | 0 | 0 |  |  | Vendor Scope
1SYN226019R002A | IN-10026019.A.3 | 1TNS543001P0008 | C type support plate H75 | 0 | 0 | 0 | 0 | 0 | 0 | 0 |  |  | Vendor Scope
1SYN426019R001A | IN-10026019.A.5 | 1TNS543001P0008 | C type support plate H75 | 0 | 0 | 0 | 0 | 0 | 0 | 0 |  |  | Vendor Scope
1SYN126019R001A | IN-10026019.A.1 | 1TNS543001P0016 | C type support plate H175 | 4 | 0 | 0 | 0 | 0 | 4 | 0 |  |  | Vendor Scope
1SYN226019R001A | IN-10026019.A.2 | 1TNS543001P0016 | C type support plate H175 | 0 | 0 | 0 | 0 | 0 | 0 | 0 |  |  | Vendor Scope
1SYN226019R002A | IN-10026019.A.3 | 1TNS543001P0016 | C type support plate H175 | 0 | 0 | 0 | 0 | 0 | 0 | 0 |  |  | Vendor Scope
1SYN426019R001A | IN-10026019.A.5 | 1TNS543001P0016 | C type support plate H175 | 0 | 0 | 0 | 0 | 0 | 0 | 0 |  |  | Vendor Scope
1SYN126019R001A | IN-10026019.A.1 | 1TNS543001P0017 | C type support plate H165 | 2 | 0 | 0 | 0 | 0 | 2 | 0 |  |  | Vendor Scope
1SYN226019R001A | IN-10026019.A.2 | 1TNS543001P0017 | C type support plate H165 | 0 | 0 | 0 | 0 | 0 | 0 | 0 |  |  | Vendor Scope
1SYN226019R002A | IN-10026019.A.3 | 1TNS543001P0017 | C type support plate H165 | 0 | 0 | 0 | 0 | 0 | 0 | 0 |  |  | Vendor Scope
1SYN426019R001A | IN-10026019.A.5 | 1TNS543001P0017 | C type support plate H165 | 0 | 0 | 0 | 0 | 0 | 0 | 0 |  |  | Vendor Scope
1SYN126019R001A | IN-10026019.A.1 | 1TNS543001P0018 | C type support plate H36 | 2 | 0 | 0 | 0 | 0 | 2 | 0 |  |  | Vendor Scope
1SYN226019R001A | IN-10026019.A.2 | 1TNS543001P0018 | C type support plate H36 | 0 | 0 | 0 | 0 | 0 | 0 | 0 |  |  | Vendor Scope
1SYN226019R002A | IN-10026019.A.3 | 1TNS543001P0018 | C type support plate H36 | 0 | 0 | 0 | 0 | 0 | 0 | 0 |  |  | Vendor Scope
1SYN426019R001A | IN-10026019.A.5 | 1TNS543001P0018 | C type support plate H36 | 0 | 0 | 0 | 0 | 0 | 0 | 0 |  |  | Vendor Scope
1SYN126019R001A | IN-10026019.A.1 | 1TNS543002P0012 | E4.2 Seeel Bracket L67.5 | 4 | 0 | 0 | 0 | 0 | 4 | 0 |  |  | Vendor Scope
1SYN226019R001A | IN-10026019.A.2 | 1TNS543002P0012 | E4.2 Seeel Bracket L67.5 | 0 | 0 | 0 | 0 | 0 | 0 | 0 |  |  | Vendor Scope
1SYN226019R002A | IN-10026019.A.3 | 1TNS543002P0012 | E4.2 Seeel Bracket L67.5 | 0 | 0 | 0 | 0 | 0 | 0 | 0 |  |  | Vendor Scope
1SYN426019R001A | IN-10026019.A.5 | 1TNS543002P0012 | E4.2 Seeel Bracket L67.5 | 0 | 0 | 0 | 0 | 0 | 0 | 0 |  |  | Vendor Scope
1SYN126019R001A | IN-10026019.A.1 | 1TNS543011P0001 | Support bracket M8 | 32 | 0 | 0 | 0 | 0 | 32 | 0 |  |  | Vendor Scope
1SYN226019R001A | IN-10026019.A.2 | 1TNS543011P0001 | Support bracket M8 | 0 | 0 | 0 | 0 | 0 | 0 | 0 |  |  | Vendor Scope
1SYN226019R002A | IN-10026019.A.3 | 1TNS543011P0001 | Support bracket M8 | 0 | 0 | 0 | 0 | 0 | 0 | 0 |  |  | Vendor Scope
1SYN426019R001A | IN-10026019.A.5 | 1TNS543011P0001 | Support bracket M8 | 0 | 0 | 0 | 0 | 0 | 0 | 0 |  |  | Vendor Scope
1SYN126019R001A | IN-10026019.A.1 | 1TNS543012P0001 | E4.2 Support part | 32 | 0 | 0 | 0 | 0 | 32 | 0 |  |  | Vendor Scope
1SYN226019R001A | IN-10026019.A.2 | 1TNS543012P0001 | E4.2 Support part | 0 | 0 | 0 | 0 | 0 | 0 | 0 |  |  | Vendor Scope
1SYN226019R002A | IN-10026019.A.3 | 1TNS543012P0001 | E4.2 Support part | 0 | 0 | 0 | 0 | 0 | 0 | 0 |  |  | Vendor Scope
1SYN426019R001A | IN-10026019.A.5 | 1TNS543012P0001 | E4.2 Support part | 0 | 0 | 0 | 0 | 0 | 0 | 0 |  |  | Vendor Scope
1SYN126019R001A | IN-10026019.A.1 | 1TNS544010P0004 | E6.2 bakelite 252-2-2x9x60 | 26 | 0 | 0 | 0 | 0 | 26 | 0 |  |  | Vendor Scope
1SYN226019R001A | IN-10026019.A.2 | 1TNS544010P0004 | E6.2 bakelite 252-2-2x9x60 | 0 | 0 | 0 | 0 | 0 | 0 | 0 |  |  | Vendor Scope
1SYN226019R002A | IN-10026019.A.3 | 1TNS544010P0004 | E6.2 bakelite 252-2-2x9x60 | 0 | 0 | 0 | 0 | 0 | 0 | 0 |  |  | Vendor Scope
1SYN426019R001A | IN-10026019.A.5 | 1TNS544010P0004 | E6.2 bakelite 252-2-2x9x60 | 0 | 0 | 0 | 0 | 0 | 0 | 0 |  |  | Vendor Scope
1SYN126019R001A | IN-10026019.A.1 | 1TNS544010P0009 | E4.2 bakelite 180-2x9 | 3 | 0 | 0 | 0 | 0 | 3 | 0 |  |  | Vendor Scope
1SYN226019R001A | IN-10026019.A.2 | 1TNS544010P0009 | E4.2 bakelite 180-2x9 | 0 | 0 | 0 | 0 | 0 | 0 | 0 |  |  | Vendor Scope
1SYN226019R002A | IN-10026019.A.3 | 1TNS544010P0009 | E4.2 bakelite 180-2x9 | 0 | 0 | 0 | 0 | 0 | 0 | 0 |  |  | Vendor Scope
1SYN426019R001A | IN-10026019.A.5 | 1TNS544010P0009 | E4.2 bakelite 180-2x9 | 0 | 0 | 0 | 0 | 0 | 0 | 0 |  |  | Vendor Scope
1SYN126019R001A | IN-10026019.A.1 | 1TNS546001P0002 | Partition Wall support plate D400 | 12 | 0 | 0 | 0 | 0 | 12 | 0 |  |  | Vendor Scope
1SYN226019R001A | IN-10026019.A.2 | 1TNS546001P0002 | Partition Wall support plate D400 | 0 | 0 | 0 | 0 | 0 | 0 | 0 |  |  | Vendor Scope
1SYN226019R002A | IN-10026019.A.3 | 1TNS546001P0002 | Partition Wall support plate D400 | 0 | 0 | 0 | 0 | 0 | 0 | 0 |  |  | Vendor Scope
1SYN426019R001A | IN-10026019.A.5 | 1TNS546001P0002 | Partition Wall support plate D400 | 0 | 0 | 0 | 0 | 0 | 0 | 0 |  |  | Vendor Scope
1SYN126019R001A | IN-10026019.A.1 | 1TNS546002P0004 | Partition Wall From4a W1200 | 1 | 0 | 0 | 0 | 0 | 1 | 0 |  |  | Vendor Scope
1SYN226019R001A | IN-10026019.A.2 | 1TNS546002P0004 | Partition Wall From4a W1200 | 0 | 0 | 0 | 0 | 0 | 0 | 0 |  |  | Vendor Scope
1SYN226019R002A | IN-10026019.A.3 | 1TNS546002P0004 | Partition Wall From4a W1200 | 0 | 0 | 0 | 0 | 0 | 0 | 0 |  |  | Vendor Scope
1SYN426019R001A | IN-10026019.A.5 | 1TNS546002P0004 | Partition Wall From4a W1200 | 0 | 0 | 0 | 0 | 0 | 0 | 0 |  |  | Vendor Scope
1SYN126019R001A | IN-10026019.A.1 | 1TNS561001P0002 | Partition cover E6.2 Form4A W12 | 2 | 0 | 0 | 0 | 0 | 2 | 0 |  |  | Vendor Scope
1SYN226019R001A | IN-10026019.A.2 | 1TNS561001P0002 | Partition cover E6.2 Form4A W12 | 0 | 0 | 0 | 0 | 0 | 0 | 0 |  |  | Vendor Scope
1SYN226019R002A | IN-10026019.A.3 | 1TNS561001P0002 | Partition cover E6.2 Form4A W12 | 0 | 0 | 0 | 0 | 0 | 0 | 0 |  |  | Vendor Scope
1SYN426019R001A | IN-10026019.A.5 | 1TNS561001P0002 | Partition cover E6.2 Form4A W12 | 0 | 0 | 0 | 0 | 0 | 0 | 0 |  |  | Vendor Scope
1SYN126019R001A | IN-10026019.A.1 | 1TNS562008P0002 | 10X100X100 Block | 32 | 0 | 0 | 0 | 0 | 32 | 0 |  |  | Vendor Scope
1SYN226019R001A | IN-10026019.A.2 | 1TNS562008P0002 | 10X100X100 Block | 0 | 0 | 0 | 0 | 0 | 0 | 0 |  |  | Vendor Scope
1SYN226019R002A | IN-10026019.A.3 | 1TNS562008P0002 | 10X100X100 Block | 0 | 0 | 0 | 0 | 0 | 0 | 0 |  |  | Vendor Scope
1SYN426019R001A | IN-10026019.A.5 | 1TNS562008P0002 | 10X100X100 Block | 0 | 0 | 0 | 0 | 0 | 0 | 0 |  |  | Vendor Scope
1SYN126019R001A | IN-10026019.A.1 | 1TNS563009P0001 | Z Seeel Bracket H60 | 18 | 0 | 0 | 0 | 0 | 18 | 0 |  |  | Vendor Scope
1SYN226019R001A | IN-10026019.A.2 | 1TNS563009P0001 | Z Seeel Bracket H60 | 0 | 0 | 0 | 0 | 0 | 0 | 0 |  |  | Vendor Scope
1SYN226019R002A | IN-10026019.A.3 | 1TNS563009P0001 | Z Seeel Bracket H60 | 0 | 0 | 0 | 0 | 0 | 0 | 0 |  |  | Vendor Scope
1SYN426019R001A | IN-10026019.A.5 | 1TNS563009P0001 | Z Seeel Bracket H60 | 0 | 0 | 0 | 0 | 0 | 0 | 0 |  |  | Vendor Scope
1SYN126019R001A | IN-10026019.A.1 | 1TNS564002P0001 | E6.2 4Px252 Supporting stripe W12 | 18 | 0 | 0 | 0 | 0 | 18 | 0 |  |  | Vendor Scope
1SYN226019R001A | IN-10026019.A.2 | 1TNS564002P0001 | E6.2 4Px252 Supporting stripe W12 | 0 | 0 | 0 | 0 | 0 | 0 | 0 |  |  | Vendor Scope
1SYN226019R002A | IN-10026019.A.3 | 1TNS564002P0001 | E6.2 4Px252 Supporting stripe W12 | 0 | 0 | 0 | 0 | 0 | 0 | 0 |  |  | Vendor Scope
1SYN426019R001A | IN-10026019.A.5 | 1TNS564002P0001 | E6.2 4Px252 Supporting stripe W12 | 0 | 0 | 0 | 0 | 0 | 0 | 0 |  |  | Vendor Scope
1SYN126019R001A | IN-10026019.A.1 | 1TNS564004P0001 | E6.2-4Px252 Supporting plate | 35 | 0 | 0 | 0 | 0 | 35 | 0 |  |  | Vendor Scope
1SYN226019R001A | IN-10026019.A.2 | 1TNS564004P0001 | E6.2-4Px252 Supporting plate | 0 | 0 | 0 | 0 | 0 | 0 | 0 |  |  | Vendor Scope
1SYN226019R002A | IN-10026019.A.3 | 1TNS564004P0001 | E6.2-4Px252 Supporting plate | 0 | 0 | 0 | 0 | 0 | 0 | 0 |  |  | Vendor Scope
1SYN426019R001A | IN-10026019.A.5 | 1TNS564004P0001 | E6.2-4Px252 Supporting plate | 0 | 0 | 0 | 0 | 0 | 0 | 0 |  |  | Vendor Scope
1SYN126019R001A | IN-10026019.A.1 | 1TNS564008P0001 | Supporting Stripe 40X120 SMC | 3 | 0 | 0 | 0 | 0 | 3 | 0 |  |  | Vendor Scope
1SYN226019R001A | IN-10026019.A.2 | 1TNS564008P0001 | Supporting Stripe 40X120 SMC | 0 | 0 | 0 | 0 | 0 | 0 | 0 |  |  | Vendor Scope
1SYN226019R002A | IN-10026019.A.3 | 1TNS564008P0001 | Supporting Stripe 40X120 SMC | 0 | 0 | 0 | 0 | 0 | 0 | 0 |  |  | Vendor Scope
1SYN426019R001A | IN-10026019.A.5 | 1TNS564008P0001 | Supporting Stripe 40X120 SMC | 0 | 0 | 0 | 0 | 0 | 0 | 0 |  |  | Vendor Scope
1SYN126019R001A | IN-10026019.A.1 | 1TNS566001P0001 | Support plate for Partition Wall D400 | 12 | 0 | 0 | 0 | 0 | 12 | 0 |  |  | Vendor Scope
1SYN226019R001A | IN-10026019.A.2 | 1TNS566001P0001 | Support plate for Partition Wall D400 | 0 | 0 | 0 | 0 | 0 | 0 | 0 |  |  | Vendor Scope
1SYN226019R002A | IN-10026019.A.3 | 1TNS566001P0001 | Support plate for Partition Wall D400 | 0 | 0 | 0 | 0 | 0 | 0 | 0 |  |  | Vendor Scope
1SYN426019R001A | IN-10026019.A.5 | 1TNS566001P0001 | Support plate for Partition Wall D400 | 0 | 0 | 0 | 0 | 0 | 0 | 0 |  |  | Vendor Scope
1SYN126019R001A | IN-10026019.A.1 | 1TNS566001P0002 | Support plate for Partition Wall D400 | 4 | 0 | 0 | 0 | 0 | 4 | 0 |  |  | Vendor Scope
1SYN226019R001A | IN-10026019.A.2 | 1TNS566001P0002 | Support plate for Partition Wall D400 | 0 | 0 | 0 | 0 | 0 | 0 | 0 |  |  | Vendor Scope
1SYN226019R002A | IN-10026019.A.3 | 1TNS566001P0002 | Support plate for Partition Wall D400 | 0 | 0 | 0 | 0 | 0 | 0 | 0 |  |  | Vendor Scope
1SYN426019R001A | IN-10026019.A.5 | 1TNS566001P0002 | Support plate for Partition Wall D400 | 0 | 0 | 0 | 0 | 0 | 0 | 0 |  |  | Vendor Scope
1SYN126019R001A | IN-10026019.A.1 | 1TNS566002P0003 | Partition Wall From4a W800 | 3 | 0 | 0 | 0 | 0 | 3 | 0 |  |  | Vendor Scope
1SYN226019R001A | IN-10026019.A.2 | 1TNS566002P0003 | Partition Wall From4a W800 | 0 | 0 | 0 | 0 | 0 | 0 | 0 |  |  | Vendor Scope
1SYN226019R002A | IN-10026019.A.3 | 1TNS566002P0003 | Partition Wall From4a W800 | 0 | 0 | 0 | 0 | 0 | 0 | 0 |  |  | Vendor Scope
1SYN426019R001A | IN-10026019.A.5 | 1TNS566002P0003 | Partition Wall From4a W800 | 0 | 0 | 0 | 0 | 0 | 0 | 0 |  |  | Vendor Scope
1SYN126019R001A | IN-10026019.A.1 | 1TNS566002P0004 | Partition Wall From4a W1000 | 1 | 0 | 0 | 0 | 0 | 1 | 0 |  |  | Vendor Scope
1SYN226019R001A | IN-10026019.A.2 | 1TNS566002P0004 | Partition Wall From4a W1000 | 0 | 0 | 0 | 0 | 0 | 0 | 0 |  |  | Vendor Scope
1SYN226019R002A | IN-10026019.A.3 | 1TNS566002P0004 | Partition Wall From4a W1000 | 0 | 0 | 0 | 0 | 0 | 0 | 0 |  |  | Vendor Scope
1SYN426019R001A | IN-10026019.A.5 | 1TNS566002P0004 | Partition Wall From4a W1000 | 0 | 0 | 0 | 0 | 0 | 0 | 0 |  |  | Vendor Scope
1SYN126019R001A | IN-10026019.A.1 | 1TNS566002P0005 | Partition Wall From4a W1200 | 2 | 0 | 0 | 0 | 0 | 2 | 0 |  |  | Vendor Scope
1SYN226019R001A | IN-10026019.A.2 | 1TNS566002P0005 | Partition Wall From4a W1200 | 0 | 0 | 0 | 0 | 0 | 0 | 0 |  |  | Vendor Scope
1SYN226019R002A | IN-10026019.A.3 | 1TNS566002P0005 | Partition Wall From4a W1200 | 0 | 0 | 0 | 0 | 0 | 0 | 0 |  |  | Vendor Scope
1SYN426019R001A | IN-10026019.A.5 | 1TNS566002P0005 | Partition Wall From4a W1200 | 0 | 0 | 0 | 0 | 0 | 0 | 0 |  |  | Vendor Scope
1SYN126019R001A | IN-10026019.A.1 | 1TNS566003P0003 | Partition Wall From4a W800 | 3 | 0 | 0 | 0 | 0 | 3 | 0 |  |  | Vendor Scope
1SYN226019R001A | IN-10026019.A.2 | 1TNS566003P0003 | Partition Wall From4a W800 | 0 | 0 | 0 | 0 | 0 | 0 | 0 |  |  | Vendor Scope
1SYN226019R002A | IN-10026019.A.3 | 1TNS566003P0003 | Partition Wall From4a W800 | 0 | 0 | 0 | 0 | 0 | 0 | 0 |  |  | Vendor Scope
1SYN426019R001A | IN-10026019.A.5 | 1TNS566003P0003 | Partition Wall From4a W800 | 0 | 0 | 0 | 0 | 0 | 0 | 0 |  |  | Vendor Scope
1SYN126019R001A | IN-10026019.A.1 | 1TNS566003P0004 | Partition Wall From4a W1000 | 1 | 0 | 0 | 0 | 0 | 1 | 0 |  |  | Vendor Scope
1SYN226019R001A | IN-10026019.A.2 | 1TNS566003P0004 | Partition Wall From4a W1000 | 0 | 0 | 0 | 0 | 0 | 0 | 0 |  |  | Vendor Scope
1SYN226019R002A | IN-10026019.A.3 | 1TNS566003P0004 | Partition Wall From4a W1000 | 0 | 0 | 0 | 0 | 0 | 0 | 0 |  |  | Vendor Scope
1SYN426019R001A | IN-10026019.A.5 | 1TNS566003P0004 | Partition Wall From4a W1000 | 0 | 0 | 0 | 0 | 0 | 0 | 0 |  |  | Vendor Scope
1SYN126019R001A | IN-10026019.A.1 | 1TNS566003P0005 | Partition Wall From4a W1200 | 3 | 0 | 0 | 0 | 0 | 3 | 0 |  |  | Vendor Scope
1SYN226019R001A | IN-10026019.A.2 | 1TNS566003P0005 | Partition Wall From4a W1200 | 0 | 0 | 0 | 0 | 0 | 0 | 0 |  |  | Vendor Scope
1SYN226019R002A | IN-10026019.A.3 | 1TNS566003P0005 | Partition Wall From4a W1200 | 0 | 0 | 0 | 0 | 0 | 0 | 0 |  |  | Vendor Scope
1SYN426019R001A | IN-10026019.A.5 | 1TNS566003P0005 | Partition Wall From4a W1200 | 0 | 0 | 0 | 0 | 0 | 0 | 0 |  |  | Vendor Scope
1SYN126019R001A | IN-10026019.A.1 | 1TSA010006P0048 | LOCK-SHACKLE - RFN3/7/2 | 172 | 0 | 0 | 0 | 0 | 172 | 0 | INHN EPDS-LV Systems, Bangalore |  | Vendor Scope
1SYN226019R001A | IN-10026019.A.2 | 1TSA010006P0048 | LOCK-SHACKLE - RFN3/7/2 | 412 | 0 | 0 | 0 | 0 | 412 | 0 | INHN EPDS-LV Systems, Bangalore |  | Vendor Scope
1SYN226019R002A | IN-10026019.A.3 | 1TSA010006P0048 | LOCK-SHACKLE - RFN3/7/2 | 14 | 0 | 0 | 0 | 0 | 14 | 0 | INHN EPDS-LV Systems, Bangalore |  | Vendor Scope
1SYN426019R001A | IN-10026019.A.5 | 1TSA010006P0048 | LOCK-SHACKLE - RFN3/7/2 | 0 | 0 | 0 | 0 | 0 | 0 | 0 | INHN EPDS-LV Systems, Bangalore |  | Vendor Scope
1SYN126019R001A | IN-10026019.A.1 | 1TSA010017P0016 | BRACKET,AUX-CONTACT | 3 | 0 | 0 | 0 | 0 | 3 | 0 |  |  | Vendor Scope
1SYN226019R001A | IN-10026019.A.2 | 1TSA010017P0016 | BRACKET,AUX-CONTACT | 0 | 0 | 0 | 0 | 0 | 0 | 0 |  |  | Vendor Scope
1SYN226019R002A | IN-10026019.A.3 | 1TSA010017P0016 | BRACKET,AUX-CONTACT | 0 | 0 | 0 | 0 | 0 | 0 | 0 |  |  | Vendor Scope
1SYN426019R001A | IN-10026019.A.5 | 1TSA010017P0016 | BRACKET,AUX-CONTACT | 0 | 0 | 0 | 0 | 0 | 0 | 0 |  |  | Vendor Scope
1SYN126019R001A | IN-10026019.A.1 | 1TSA010017P0049 | BOTTOM PLATE W.METAL REAR WALL | 39 | 0 | 0 | 0 | 0 | 39 | 0 |  |  | Vendor Scope
1SYN226019R001A | IN-10026019.A.2 | 1TSA010017P0049 | BOTTOM PLATE W.METAL REAR WALL | 53 | 0 | 0 | 0 | 0 | 53 | 0 |  |  | Vendor Scope
1SYN226019R002A | IN-10026019.A.3 | 1TSA010017P0049 | BOTTOM PLATE W.METAL REAR WALL | 23 | 0 | 0 | 0 | 0 | 23 | 0 |  |  | Vendor Scope
1SYN426019R001A | IN-10026019.A.5 | 1TSA010017P0049 | BOTTOM PLATE W.METAL REAR WALL | 0 | 0 | 0 | 0 | 0 | 0 | 0 |  |  | Vendor Scope
1SYN126019R001A | IN-10026019.A.1 | 1TSA010021P0050 | module wall right 12E 2 locks | 10 | 0 | 0 | 0 | 0 | 10 | 0 |  |  | Vendor Scope
1SYN226019R001A | IN-10026019.A.2 | 1TSA010021P0050 | module wall right 12E 2 locks | 24 | 0 | 0 | 0 | 0 | 24 | 0 |  |  | Vendor Scope
1SYN226019R002A | IN-10026019.A.3 | 1TSA010021P0050 | module wall right 12E 2 locks | 9 | 0 | 0 | 0 | 0 | 9 | 0 |  |  | Vendor Scope
1SYN426019R001A | IN-10026019.A.5 | 1TSA010021P0050 | module wall right 12E 2 locks | 0 | 0 | 0 | 0 | 0 | 0 | 0 |  |  | Vendor Scope
1SYN126019R001A | IN-10026019.A.1 | 1TSA010024P0034 | Reinforcement plate | 18 | 0 | 0 | 0 | 0 | 18 | 0 |  |  | Vendor Scope
1SYN226019R001A | IN-10026019.A.2 | 1TSA010024P0034 | Reinforcement plate | 0 | 0 | 0 | 0 | 0 | 0 | 0 |  |  | Vendor Scope
1SYN226019R002A | IN-10026019.A.3 | 1TSA010024P0034 | Reinforcement plate | 0 | 0 | 0 | 0 | 0 | 0 | 0 |  |  | Vendor Scope
1SYN426019R001A | IN-10026019.A.5 | 1TSA010024P0034 | Reinforcement plate | 0 | 0 | 0 | 0 | 0 | 0 | 0 |  |  | Vendor Scope
1SYN126019R001A | IN-10026019.A.1 | 1TSA030000P0085 | GROMMET 29.5*29.5 PLASTIC | 55 | 0 | 0 | 0 | 0 | 55 | 0 |  |  | Vendor Scope
1SYN226019R001A | IN-10026019.A.2 | 1TSA030000P0085 | GROMMET 29.5*29.5 PLASTIC | 17 | 0 | 0 | 0 | 0 | 17 | 0 |  |  | Vendor Scope
1SYN226019R002A | IN-10026019.A.3 | 1TSA030000P0085 | GROMMET 29.5*29.5 PLASTIC | 13 | 0 | 0 | 0 | 0 | 13 | 0 |  |  | Vendor Scope
1SYN426019R001A | IN-10026019.A.5 | 1TSA030000P0085 | GROMMET 29.5*29.5 PLASTIC | 0 | 0 | 0 | 0 | 0 | 0 | 0 |  |  | Vendor Scope
1SYN126019R001A | IN-10026019.A.1 | 1TSA030009P0061-L | WITHDR.MODULE HANDLE>4E.GRAY | 110 | 0 | 0 | 0 | 0 | 110 | 0 | INHN EPDS-LV Systems, Bangalore |  | Vendor Scope
1SYN226019R001A | IN-10026019.A.2 | 1TSA030009P0061-L | WITHDR.MODULE HANDLE>4E.GRAY | 106 | 0 | 0 | 0 | 0 | 106 | 0 | INHN EPDS-LV Systems, Bangalore |  | Vendor Scope
1SYN226019R002A | IN-10026019.A.3 | 1TSA030009P0061-L | WITHDR.MODULE HANDLE>4E.GRAY | 46 | 0 | 0 | 0 | 0 | 46 | 0 | INHN EPDS-LV Systems, Bangalore |  | Vendor Scope
1SYN426019R001A | IN-10026019.A.5 | 1TSA030009P0061-L | WITHDR.MODULE HANDLE>4E.GRAY | 2 | 0 | 0 | 0 | 0 | 2 | 0 | INHN EPDS-LV Systems, Bangalore |  | Vendor Scope
1SYN126019R001A | IN-10026019.A.1 | 1TSA030012P0016 | BUSHING,25,28,7 | 144 | 0 | 0 | 0 | 0 | 144 | 0 | 1300006875 XIAMEN MINHE ELECTRICAL ¦ 1800000327 ABB s.r.o. ELSYNN |  | ABB
1SYN226019R001A | IN-10026019.A.2 | 1TSA030012P0016 | BUSHING,25,28,7 | 0 | 0 | 0 | 0 | 0 | 0 | 0 | 1300006875 XIAMEN MINHE ELECTRICAL ¦ 1800000327 ABB s.r.o. ELSYNN |  | ABB
1SYN226019R002A | IN-10026019.A.3 | 1TSA030012P0016 | BUSHING,25,28,7 | 0 | 0 | 0 | 0 | 0 | 0 | 0 | 1300006875 XIAMEN MINHE ELECTRICAL ¦ 1800000327 ABB s.r.o. ELSYNN |  | ABB
1SYN426019R001A | IN-10026019.A.5 | 1TSA030012P0016 | BUSHING,25,28,7 | 0 | 0 | 0 | 0 | 0 | 0 | 0 | 1300006875 XIAMEN MINHE ELECTRICAL ¦ 1800000327 ABB s.r.o. ELSYNN |  | ABB
1SYN126019R001A | IN-10026019.A.1 | 1TSA030012P0072 | CONTACT HOUSING FOR CCU 250A | 36 | 0 | 0 | 0 | 0 | 36 | 0 | 1300002535 EASY CHINA (XIAMEN) TRADING CO., ¦ 1800000327 ABB s.r.o. ELSYNN |  | ABB
1SYN226019R001A | IN-10026019.A.2 | 1TSA030012P0072 | CONTACT HOUSING FOR CCU 250A | 21 | 0 | 0 | 0 | 0 | 21 | 0 | 1300002535 EASY CHINA (XIAMEN) TRADING CO., ¦ 1800000327 ABB s.r.o. ELSYNN |  | ABB
1SYN226019R002A | IN-10026019.A.3 | 1TSA030012P0072 | CONTACT HOUSING FOR CCU 250A | 2 | 0 | 0 | 0 | 0 | 2 | 0 | 1300002535 EASY CHINA (XIAMEN) TRADING CO., ¦ 1800000327 ABB s.r.o. ELSYNN |  | ABB
1SYN426019R001A | IN-10026019.A.5 | 1TSA030012P0072 | CONTACT HOUSING FOR CCU 250A | 0 | 0 | 0 | 0 | 0 | 0 | 0 | 1300002535 EASY CHINA (XIAMEN) TRADING CO., ¦ 1800000327 ABB s.r.o. ELSYNN |  | ABB
1SYN126019R001A | IN-10026019.A.1 | 1TSA030017P0006 | CONTACT HOUSING 3P VERT.CONT.101 | 19 | 0 | 0 | 0 | 0 | 19 | 0 | 1300006875 XIAMEN MINHE ELECTRICAL ¦ 1800000327 ABB s.r.o. ELSYNN |  | ABB
1SYN226019R001A | IN-10026019.A.2 | 1TSA030017P0006 | CONTACT HOUSING 3P VERT.CONT.101 | 32 | 0 | 0 | 0 | 0 | 32 | 0 | 1300006875 XIAMEN MINHE ELECTRICAL ¦ 1800000327 ABB s.r.o. ELSYNN |  | ABB
1SYN226019R002A | IN-10026019.A.3 | 1TSA030017P0006 | CONTACT HOUSING 3P VERT.CONT.101 | 21 | 0 | 0 | 0 | 0 | 21 | 0 | 1300006875 XIAMEN MINHE ELECTRICAL ¦ 1800000327 ABB s.r.o. ELSYNN |  | ABB
1SYN426019R001A | IN-10026019.A.5 | 1TSA030017P0006 | CONTACT HOUSING 3P VERT.CONT.101 | 0 | 0 | 0 | 0 | 0 | 0 | 0 | 1300006875 XIAMEN MINHE ELECTRICAL ¦ 1800000327 ABB s.r.o. ELSYNN |  | ABB
1SYN126019R001A | IN-10026019.A.1 | 1TSA030018P0032 | Contact Housing 4-pole | 39 | 0 | 0 | 0 | 0 | 39 | 0 | 1300002535 EASY CHINA (XIAMEN) TRADING CO., ¦ 1300019290 XIAMEN XIESHENGYUAN MOULD CO LTD ¦ 1800000327 ABB s.r.o. ELSYNN ¦ INHN EPDS-LV Systems, Bangalore |  | ABB
1SYN226019R001A | IN-10026019.A.2 | 1TSA030018P0032 | Contact Housing 4-pole | 53 | 0 | 0 | 0 | 0 | 53 | 0 | 1300002535 EASY CHINA (XIAMEN) TRADING CO., ¦ 1300019290 XIAMEN XIESHENGYUAN MOULD CO LTD ¦ 1800000327 ABB s.r.o. ELSYNN ¦ INHN EPDS-LV Systems, Bangalore |  | ABB
1SYN226019R002A | IN-10026019.A.3 | 1TSA030018P0032 | Contact Housing 4-pole | 23 | 0 | 0 | 0 | 0 | 23 | 0 | 1300002535 EASY CHINA (XIAMEN) TRADING CO., ¦ 1300019290 XIAMEN XIESHENGYUAN MOULD CO LTD ¦ 1800000327 ABB s.r.o. ELSYNN ¦ INHN EPDS-LV Systems, Bangalore |  | ABB
1SYN426019R001A | IN-10026019.A.5 | 1TSA030018P0032 | Contact Housing 4-pole | 0 | 0 | 0 | 0 | 0 | 0 | 0 | 1300002535 EASY CHINA (XIAMEN) TRADING CO., ¦ 1300019290 XIAMEN XIESHENGYUAN MOULD CO LTD ¦ 1800000327 ABB s.r.o. ELSYNN ¦ INHN EPDS-LV Systems, Bangalore |  | ABB
1SYN126019R001A | IN-10026019.A.1 | 1TSA030018P0033 | Contact retainer (betw. 2 phases) | 117 | 0 | 0 | 0 | 0 | 117 | 0 | 1300019290 XIAMEN XIESHENGYUAN MOULD CO LTD ¦ 1300025865 MAPLAST CZ S R O ¦ 1800000327 ABB s.r.o. ELSYNN |  | ABB
1SYN226019R001A | IN-10026019.A.2 | 1TSA030018P0033 | Contact retainer (betw. 2 phases) | 159 | 0 | 0 | 0 | 0 | 159 | 0 | 1300019290 XIAMEN XIESHENGYUAN MOULD CO LTD ¦ 1300025865 MAPLAST CZ S R O ¦ 1800000327 ABB s.r.o. ELSYNN |  | ABB
1SYN226019R002A | IN-10026019.A.3 | 1TSA030018P0033 | Contact retainer (betw. 2 phases) | 69 | 0 | 0 | 0 | 0 | 69 | 0 | 1300019290 XIAMEN XIESHENGYUAN MOULD CO LTD ¦ 1300025865 MAPLAST CZ S R O ¦ 1800000327 ABB s.r.o. ELSYNN |  | ABB
1SYN426019R001A | IN-10026019.A.5 | 1TSA030018P0033 | Contact retainer (betw. 2 phases) | 0 | 0 | 0 | 0 | 0 | 0 | 0 | 1300019290 XIAMEN XIESHENGYUAN MOULD CO LTD ¦ 1300025865 MAPLAST CZ S R O ¦ 1800000327 ABB s.r.o. ELSYNN |  | ABB
1SYN126019R001A | IN-10026019.A.1 | 1TSA060001R0007 | HINGE,F-DOOR,MNS3,180DEG | 22 | 0 | 0 | 0 | 0 | 22 | 0 | 1300002535 EASY CHINA (XIAMEN) TRADING CO., ¦ 1800000327 ABB s.r.o. ELSYNN ¦ INHN EPDS-LV Systems, Bangalore |  | ABB
1SYN226019R001A | IN-10026019.A.2 | 1TSA060001R0007 | HINGE,F-DOOR,MNS3,180DEG | 6 | 0 | 0 | 0 | 0 | 6 | 0 | 1300002535 EASY CHINA (XIAMEN) TRADING CO., ¦ 1800000327 ABB s.r.o. ELSYNN ¦ INHN EPDS-LV Systems, Bangalore |  | ABB
1SYN226019R002A | IN-10026019.A.3 | 1TSA060001R0007 | HINGE,F-DOOR,MNS3,180DEG | 2 | 0 | 0 | 0 | 0 | 2 | 0 | 1300002535 EASY CHINA (XIAMEN) TRADING CO., ¦ 1800000327 ABB s.r.o. ELSYNN ¦ INHN EPDS-LV Systems, Bangalore |  | ABB
1SYN426019R001A | IN-10026019.A.5 | 1TSA060001R0007 | HINGE,F-DOOR,MNS3,180DEG | 0 | 0 | 0 | 0 | 0 | 0 | 0 | 1300002535 EASY CHINA (XIAMEN) TRADING CO., ¦ 1800000327 ABB s.r.o. ELSYNN ¦ INHN EPDS-LV Systems, Bangalore |  | ABB
1SYN126019R001A | IN-10026019.A.1 | 1TSA060011R0011 | CABLE -CONNECTION -UNIT,3x160A,SN>=8E | 0 | 0 | 0 | 0 | 0 | 0 | 0 | 1300006875 XIAMEN MINHE ELECTRICAL ¦ 1800000327 ABB s.r.o. ELSYNN ¦ INHN EPDS-LV Systems, Bangalore |  | ABB
1SYN226019R001A | IN-10026019.A.2 | 1TSA060011R0011 | CABLE -CONNECTION -UNIT,3x160A,SN>=8E | 0 | 0 | 0 | 0 | 0 | 0 | 0 | 1300006875 XIAMEN MINHE ELECTRICAL ¦ 1800000327 ABB s.r.o. ELSYNN ¦ INHN EPDS-LV Systems, Bangalore |  | ABB
1SYN226019R002A | IN-10026019.A.3 | 1TSA060011R0011 | CABLE -CONNECTION -UNIT,3x160A,SN>=8E | 21 | 0 | 0 | 0 | 0 | 21 | 0 | 1300006875 XIAMEN MINHE ELECTRICAL ¦ 1800000327 ABB s.r.o. ELSYNN ¦ INHN EPDS-LV Systems, Bangalore |  | ABB
1SYN426019R001A | IN-10026019.A.5 | 1TSA060011R0011 | CABLE -CONNECTION -UNIT,3x160A,SN>=8E | 0 | 0 | 0 | 0 | 0 | 0 | 0 | 1300006875 XIAMEN MINHE ELECTRICAL ¦ 1800000327 ABB s.r.o. ELSYNN ¦ INHN EPDS-LV Systems, Bangalore |  | ABB
1SYN126019R001A | IN-10026019.A.1 | 1TSA090000P0046 | socket connector 1*35mm² M 8 | 80 | 0 | 0 | 0 | 0 | 80 | 0 | 1300021239 NEW RESOURCES INDUSTRIAL LTD (XIAME ¦ 1800000327 ABB s.r.o. ELSYNN |  | ABB
1SYN226019R001A | IN-10026019.A.2 | 1TSA090000P0046 | socket connector 1*35mm² M 8 | 0 | 0 | 0 | 0 | 0 | 0 | 0 | 1300021239 NEW RESOURCES INDUSTRIAL LTD (XIAME ¦ 1800000327 ABB s.r.o. ELSYNN |  | ABB
1SYN226019R002A | IN-10026019.A.3 | 1TSA090000P0046 | socket connector 1*35mm² M 8 | 0 | 0 | 0 | 0 | 0 | 0 | 0 | 1300021239 NEW RESOURCES INDUSTRIAL LTD (XIAME ¦ 1800000327 ABB s.r.o. ELSYNN |  | ABB
1SYN426019R001A | IN-10026019.A.5 | 1TSA090000P0046 | socket connector 1*35mm² M 8 | 0 | 0 | 0 | 0 | 0 | 0 | 0 | 1300021239 NEW RESOURCES INDUSTRIAL LTD (XIAME ¦ 1800000327 ABB s.r.o. ELSYNN |  | ABB
1SYN126019R001A | IN-10026019.A.1 | 1TSA090000P0047 | SOCKET CONNECTOR, 1*70mm² M 8 | 64 | 0 | 0 | 0 | 0 | 64 | 0 | 1300021239 NEW RESOURCES INDUSTRIAL LTD (XIAME ¦ 1800000327 ABB s.r.o. ELSYNN ¦ INHN EPDS-LV Systems, Bangalore |  | ABB
1SYN226019R001A | IN-10026019.A.2 | 1TSA090000P0047 | SOCKET CONNECTOR, 1*70mm² M 8 | 0 | 0 | 0 | 0 | 0 | 0 | 0 | 1300021239 NEW RESOURCES INDUSTRIAL LTD (XIAME ¦ 1800000327 ABB s.r.o. ELSYNN ¦ INHN EPDS-LV Systems, Bangalore |  | ABB
1SYN226019R002A | IN-10026019.A.3 | 1TSA090000P0047 | SOCKET CONNECTOR, 1*70mm² M 8 | 0 | 0 | 0 | 0 | 0 | 0 | 0 | 1300021239 NEW RESOURCES INDUSTRIAL LTD (XIAME ¦ 1800000327 ABB s.r.o. ELSYNN ¦ INHN EPDS-LV Systems, Bangalore |  | ABB
1SYN426019R001A | IN-10026019.A.5 | 1TSA090000P0047 | SOCKET CONNECTOR, 1*70mm² M 8 | 0 | 0 | 0 | 0 | 0 | 0 | 0 | 1300021239 NEW RESOURCES INDUSTRIAL LTD (XIAME ¦ 1800000327 ABB s.r.o. ELSYNN ¦ INHN EPDS-LV Systems, Bangalore |  | ABB
1SYN126019R001A | IN-10026019.A.1 | 1TSA090001R0007 | OPERATING MECHANISM MS/MO 325 E4 | 3 | 0 | 0 | 0 | 0 | 3 | 0 | 1800000327 ABB s.r.o. ELSYNN |  | ABB
1SYN226019R001A | IN-10026019.A.2 | 1TSA090001R0007 | OPERATING MECHANISM MS/MO 325 E4 | 0 | 0 | 0 | 0 | 0 | 0 | 0 | 1800000327 ABB s.r.o. ELSYNN |  | ABB
1SYN226019R002A | IN-10026019.A.3 | 1TSA090001R0007 | OPERATING MECHANISM MS/MO 325 E4 | 0 | 0 | 0 | 0 | 0 | 0 | 0 | 1800000327 ABB s.r.o. ELSYNN |  | ABB
1SYN426019R001A | IN-10026019.A.5 | 1TSA090001R0007 | OPERATING MECHANISM MS/MO 325 E4 | 0 | 0 | 0 | 0 | 0 | 0 | 0 | 1800000327 ABB s.r.o. ELSYNN |  | ABB
1SYN126019R001A | IN-10026019.A.1 | 1TSA090001R0044 | Guide rail >=4E, | 55 | 0 | 0 | 0 | 0 | 55 | 0 | INHN EPDS-LV Systems, Bangalore |  | Vendor Scope
1SYN226019R001A | IN-10026019.A.2 | 1TSA090001R0044 | Guide rail >=4E, | 53 | 0 | 0 | 0 | 0 | 53 | 0 | INHN EPDS-LV Systems, Bangalore |  | Vendor Scope
1SYN226019R002A | IN-10026019.A.3 | 1TSA090001R0044 | Guide rail >=4E, | 23 | 0 | 0 | 0 | 0 | 23 | 0 | INHN EPDS-LV Systems, Bangalore |  | Vendor Scope
1SYN426019R001A | IN-10026019.A.5 | 1TSA090001R0044 | Guide rail >=4E, | 0 | 0 | 0 | 0 | 0 | 0 | 0 | INHN EPDS-LV Systems, Bangalore |  | Vendor Scope
1SYN126019R001A | IN-10026019.A.1 | 1TSA090001R0054 | BAR HOLDER, 6MM 630A SOTAX pole spacing | 8 | 0 | 0 | 0 | 0 | 8 | 0 | 1800000327 ABB s.r.o. ELSYNN |  | ABB
1SYN226019R001A | IN-10026019.A.2 | 1TSA090001R0054 | BAR HOLDER, 6MM 630A SOTAX pole spacing | 0 | 0 | 0 | 0 | 0 | 0 | 0 | 1800000327 ABB s.r.o. ELSYNN |  | ABB
1SYN226019R002A | IN-10026019.A.3 | 1TSA090001R0054 | BAR HOLDER, 6MM 630A SOTAX pole spacing | 0 | 0 | 0 | 0 | 0 | 0 | 0 | 1800000327 ABB s.r.o. ELSYNN |  | ABB
1SYN426019R001A | IN-10026019.A.5 | 1TSA090001R0054 | BAR HOLDER, 6MM 630A SOTAX pole spacing | 0 | 0 | 0 | 0 | 0 | 0 | 0 | 1800000327 ABB s.r.o. ELSYNN |  | ABB
1SYN126019R001A | IN-10026019.A.1 | 1TSA090024R0013 | LOCK DBL 5MM PIN IP20-54 reinforced Arc | 311 | 0 | 0 | 0 | 0 | 311 | 0 | 1300026140 Industriläs AB ¦ 1800000327 ABB s.r.o. ELSYNN |  | ABB
1SYN226019R001A | IN-10026019.A.2 | 1TSA090024R0013 | LOCK DBL 5MM PIN IP20-54 reinforced Arc | 278 | 0 | 0 | 0 | 0 | 278 | 0 | 1300026140 Industriläs AB ¦ 1800000327 ABB s.r.o. ELSYNN |  | ABB
1SYN226019R002A | IN-10026019.A.3 | 1TSA090024R0013 | LOCK DBL 5MM PIN IP20-54 reinforced Arc | 64 | 0 | 0 | 0 | 76 | 64 | 0 | 1300026140 Industriläs AB ¦ 1800000327 ABB s.r.o. ELSYNN |  | ABB
1SYN426019R001A | IN-10026019.A.5 | 1TSA090024R0013 | LOCK DBL 5MM PIN IP20-54 reinforced Arc | 0 | 0 | 0 | 0 | 0 | 0 | 0 | 1300026140 Industriläs AB ¦ 1800000327 ABB s.r.o. ELSYNN |  | ABB
1SYN126019R001A | IN-10026019.A.1 | 1TSA210002P0227 | top support 4E-24E | 55 | 0 | 0 | 0 | 0 | 55 | 0 |  |  | Vendor Scope
1SYN226019R001A | IN-10026019.A.2 | 1TSA210002P0227 | top support 4E-24E | 53 | 0 | 0 | 0 | 0 | 53 | 0 |  |  | Vendor Scope
1SYN226019R002A | IN-10026019.A.3 | 1TSA210002P0227 | top support 4E-24E | 23 | 0 | 0 | 0 | 0 | 23 | 0 |  |  | Vendor Scope
1SYN426019R001A | IN-10026019.A.5 | 1TSA210002P0227 | top support 4E-24E | 0 | 0 | 0 | 0 | 0 | 0 | 0 |  |  | Vendor Scope
1SYN126019R001A | IN-10026019.A.1 | 1TSA212000P0003 | SIDEWALL,MODULE,W/D,RHS 8E | 21 | 0 | 0 | 0 | 0 | 21 | 0 |  |  | Vendor Scope
1SYN226019R001A | IN-10026019.A.2 | 1TSA212000P0003 | SIDEWALL,MODULE,W/D,RHS 8E | 21 | 0 | 0 | 0 | 0 | 21 | 0 |  |  | Vendor Scope
1SYN226019R002A | IN-10026019.A.3 | 1TSA212000P0003 | SIDEWALL,MODULE,W/D,RHS 8E | 12 | 0 | 0 | 0 | 0 | 12 | 0 |  |  | Vendor Scope
1SYN426019R001A | IN-10026019.A.5 | 1TSA212000P0003 | SIDEWALL,MODULE,W/D,RHS 8E | 0 | 0 | 0 | 0 | 0 | 0 | 0 |  |  | Vendor Scope
1SYN126019R001A | IN-10026019.A.1 | 1TSA212000P0005 | SIDEWALL,MODULE,W/D,RHS,16E | 8 | 0 | 0 | 0 | 0 | 8 | 0 |  |  | Vendor Scope
1SYN226019R001A | IN-10026019.A.2 | 1TSA212000P0005 | SIDEWALL,MODULE,W/D,RHS,16E | 5 | 0 | 0 | 0 | 0 | 5 | 0 |  |  | Vendor Scope
1SYN226019R002A | IN-10026019.A.3 | 1TSA212000P0005 | SIDEWALL,MODULE,W/D,RHS,16E | 0 | 0 | 0 | 0 | 0 | 0 | 0 |  |  | Vendor Scope
1SYN426019R001A | IN-10026019.A.5 | 1TSA212000P0005 | SIDEWALL,MODULE,W/D,RHS,16E | 0 | 0 | 0 | 0 | 0 | 0 | 0 |  |  | Vendor Scope
1SYN126019R001A | IN-10026019.A.1 | 1TSA212000P0008 | Module wall right 24E | 16 | 0 | 0 | 0 | 0 | 16 | 0 |  |  | Vendor Scope
1SYN226019R001A | IN-10026019.A.2 | 1TSA212000P0008 | Module wall right 24E | 3 | 0 | 0 | 0 | 0 | 3 | 0 |  |  | Vendor Scope
1SYN226019R002A | IN-10026019.A.3 | 1TSA212000P0008 | Module wall right 24E | 2 | 0 | 0 | 0 | 0 | 2 | 0 |  |  | Vendor Scope
1SYN426019R001A | IN-10026019.A.5 | 1TSA212000P0008 | Module wall right 24E | 0 | 0 | 0 | 0 | 0 | 0 | 0 |  |  | Vendor Scope
1SYN126019R001A | IN-10026019.A.1 | 1TSA212000P0009 | module wall left 8E | 21 | 0 | 0 | 0 | 0 | 21 | 0 |  |  | Vendor Scope
1SYN226019R001A | IN-10026019.A.2 | 1TSA212000P0009 | module wall left 8E | 21 | 0 | 0 | 0 | 0 | 21 | 0 |  |  | Vendor Scope
1SYN226019R002A | IN-10026019.A.3 | 1TSA212000P0009 | module wall left 8E | 12 | 0 | 0 | 0 | 0 | 12 | 0 |  |  | Vendor Scope
1SYN426019R001A | IN-10026019.A.5 | 1TSA212000P0009 | module wall left 8E | 0 | 0 | 0 | 0 | 0 | 0 | 0 |  |  | Vendor Scope
1SYN126019R001A | IN-10026019.A.1 | 1TSA212000P0010 | SIDE PLATE LEFT 12E | 10 | 0 | 0 | 0 | 0 | 10 | 0 |  |  | Vendor Scope
1SYN226019R001A | IN-10026019.A.2 | 1TSA212000P0010 | SIDE PLATE LEFT 12E | 24 | 0 | 0 | 0 | 0 | 24 | 0 |  |  | Vendor Scope
1SYN226019R002A | IN-10026019.A.3 | 1TSA212000P0010 | SIDE PLATE LEFT 12E | 9 | 0 | 0 | 0 | 0 | 9 | 0 |  |  | Vendor Scope
1SYN426019R001A | IN-10026019.A.5 | 1TSA212000P0010 | SIDE PLATE LEFT 12E | 0 | 0 | 0 | 0 | 0 | 0 | 0 |  |  | Vendor Scope
1SYN126019R001A | IN-10026019.A.1 | 1TSA212000P0011 | SIDEWALL,MODULE,W/D,LHS,16E | 8 | 0 | 0 | 0 | 0 | 8 | 0 |  |  | Vendor Scope
1SYN226019R001A | IN-10026019.A.2 | 1TSA212000P0011 | SIDEWALL,MODULE,W/D,LHS,16E | 5 | 0 | 0 | 0 | 0 | 5 | 0 |  |  | Vendor Scope
1SYN226019R002A | IN-10026019.A.3 | 1TSA212000P0011 | SIDEWALL,MODULE,W/D,LHS,16E | 0 | 0 | 0 | 0 | 0 | 0 | 0 |  |  | Vendor Scope
1SYN426019R001A | IN-10026019.A.5 | 1TSA212000P0011 | SIDEWALL,MODULE,W/D,LHS,16E | 0 | 0 | 0 | 0 | 0 | 0 | 0 |  |  | Vendor Scope
1SYN126019R001A | IN-10026019.A.1 | 1TSA212000P0013 | Module wall left 24E | 16 | 0 | 0 | 0 | 0 | 16 | 0 | INHN EPDS-LV Systems, Bangalore |  | Vendor Scope
1SYN226019R001A | IN-10026019.A.2 | 1TSA212000P0013 | Module wall left 24E | 3 | 0 | 0 | 0 | 0 | 3 | 0 | INHN EPDS-LV Systems, Bangalore |  | Vendor Scope
1SYN226019R002A | IN-10026019.A.3 | 1TSA212000P0013 | Module wall left 24E | 2 | 0 | 0 | 0 | 0 | 2 | 0 | INHN EPDS-LV Systems, Bangalore |  | Vendor Scope
1SYN426019R001A | IN-10026019.A.5 | 1TSA212000P0013 | Module wall left 24E | 0 | 0 | 0 | 0 | 0 | 0 | 0 | INHN EPDS-LV Systems, Bangalore |  | Vendor Scope
1SYN126019R001A | IN-10026019.A.1 | 1TSA215002P0274 | bracket f. cover | 158 | 0 | 0 | 0 | 0 | 158 | 0 | INHN EPDS-LV Systems, Bangalore |  | Vendor Scope
1SYN226019R001A | IN-10026019.A.2 | 1TSA215002P0274 | bracket f. cover | 66 | 0 | 0 | 0 | 0 | 66 | 0 | INHN EPDS-LV Systems, Bangalore |  | Vendor Scope
1SYN226019R002A | IN-10026019.A.3 | 1TSA215002P0274 | bracket f. cover | 2 | 0 | 0 | 0 | 0 | 2 | 0 | INHN EPDS-LV Systems, Bangalore |  | Vendor Scope
1SYN426019R001A | IN-10026019.A.5 | 1TSA215002P0274 | bracket f. cover | 0 | 0 | 0 | 0 | 0 | 0 | 0 | INHN EPDS-LV Systems, Bangalore |  | Vendor Scope
1SYN126019R001A | IN-10026019.A.1 | 1TSA216000P0004 | apparatus rail 174mm 7,5 high, hole-d | 16 | 0 | 0 | 0 | 0 | 16 | 0 |  |  | Vendor Scope
1SYN226019R001A | IN-10026019.A.2 | 1TSA216000P0004 | apparatus rail 174mm 7,5 high, hole-d | 0 | 0 | 0 | 0 | 0 | 0 | 0 |  |  | Vendor Scope
1SYN226019R002A | IN-10026019.A.3 | 1TSA216000P0004 | apparatus rail 174mm 7,5 high, hole-d | 0 | 0 | 0 | 0 | 0 | 0 | 0 |  |  | Vendor Scope
1SYN426019R001A | IN-10026019.A.5 | 1TSA216000P0004 | apparatus rail 174mm 7,5 high, hole-d | 0 | 0 | 0 | 0 | 0 | 0 | 0 |  |  | Vendor Scope
1SYN126019R001A | IN-10026019.A.1 | 1TSA216000P0005 | DIN-RAIL 224M | 39 | 0 | 0 | 0 | 0 | 39 | 0 |  |  | Vendor Scope
1SYN226019R001A | IN-10026019.A.2 | 1TSA216000P0005 | DIN-RAIL 224M | 26 | 0 | 0 | 0 | 0 | 26 | 0 |  |  | Vendor Scope
1SYN226019R002A | IN-10026019.A.3 | 1TSA216000P0005 | DIN-RAIL 224M | 13 | 0 | 0 | 0 | 0 | 13 | 0 |  |  | Vendor Scope
1SYN426019R001A | IN-10026019.A.5 | 1TSA216000P0005 | DIN-RAIL 224M | 0 | 0 | 0 | 0 | 0 | 0 | 0 |  |  | Vendor Scope
1SYN126019R001A | IN-10026019.A.1 | 1TSA224000R0001 | EARTHING WIRE | 55 | 0 | 0 | 0 | 0 | 55 | 0 |  |  | Vendor Scope
1SYN226019R001A | IN-10026019.A.2 | 1TSA224000R0001 | EARTHING WIRE | 53 | 0 | 0 | 0 | 0 | 53 | 0 |  |  | Vendor Scope
1SYN226019R002A | IN-10026019.A.3 | 1TSA224000R0001 | EARTHING WIRE | 23 | 0 | 0 | 0 | 0 | 23 | 0 |  |  | Vendor Scope
1SYN426019R001A | IN-10026019.A.5 | 1TSA224000R0001 | EARTHING WIRE | 0 | 0 | 0 | 0 | 0 | 0 | 0 |  |  | Vendor Scope
1SYN126019R001A | IN-10026019.A.1 | 1TSA230002P0266 | GROMMET 23*23 PLASTIC | 126 | 0 | 0 | 0 | 0 | 126 | 0 |  |  | Vendor Scope
1SYN226019R001A | IN-10026019.A.2 | 1TSA230002P0266 | GROMMET 23*23 PLASTIC | 109 | 0 | 0 | 0 | 0 | 109 | 0 |  |  | Vendor Scope
1SYN226019R002A | IN-10026019.A.3 | 1TSA230002P0266 | GROMMET 23*23 PLASTIC | 48 | 0 | 0 | 0 | 0 | 48 | 0 |  |  | Vendor Scope
1SYN426019R001A | IN-10026019.A.5 | 1TSA230002P0266 | GROMMET 23*23 PLASTIC | 0 | 0 | 0 | 0 | 0 | 0 | 0 |  |  | Vendor Scope
1SYN126019R001A | IN-10026019.A.1 | 1TSA232000P0013 | SEALING PROFILE FOR DOORS | 773 | 0 | 0 | 0 | 0 | 773 | 0 | 1300026066 Suzhou Dirak Co Ltd ¦ 1800000327 ABB s.r.o. ELSYNN ¦ INHN EPDS-LV Systems, Bangalore |  | ABB
1SYN226019R001A | IN-10026019.A.2 | 1TSA232000P0013 | SEALING PROFILE FOR DOORS | 304 | 0 | 0 | 0 | 121 | 304 | 0 | 1300026066 Suzhou Dirak Co Ltd ¦ 1800000327 ABB s.r.o. ELSYNN ¦ INHN EPDS-LV Systems, Bangalore |  | ABB
1SYN226019R002A | IN-10026019.A.3 | 1TSA232000P0013 | SEALING PROFILE FOR DOORS | 54 | 0 | 0 | 0 | 60 | 54 | 0 | 1300026066 Suzhou Dirak Co Ltd ¦ 1800000327 ABB s.r.o. ELSYNN ¦ INHN EPDS-LV Systems, Bangalore |  | ABB
1SYN426019R001A | IN-10026019.A.5 | 1TSA232000P0013 | SEALING PROFILE FOR DOORS | 0 | 0 | 0 | 0 | 0 | 0 | 0 | 1300026066 Suzhou Dirak Co Ltd ¦ 1800000327 ABB s.r.o. ELSYNN ¦ INHN EPDS-LV Systems, Bangalore |  | ABB
1SYN126019R001A | IN-10026019.A.1 | 1TSA271000P0022 | STUD FOR HINGE | 132 | 0 | 0 | 0 | 0 | 132 | 0 | 1800000327 ABB s.r.o. ELSYNN ¦ INHN EPDS-LV Systems, Bangalore |  | ABB
1SYN226019R001A | IN-10026019.A.2 | 1TSA271000P0022 | STUD FOR HINGE | 112 | 0 | 0 | 0 | 0 | 112 | 0 | 1800000327 ABB s.r.o. ELSYNN ¦ INHN EPDS-LV Systems, Bangalore |  | ABB
1SYN226019R002A | IN-10026019.A.3 | 1TSA271000P0022 | STUD FOR HINGE | 46 | 0 | 0 | 0 | 0 | 46 | 0 | 1800000327 ABB s.r.o. ELSYNN ¦ INHN EPDS-LV Systems, Bangalore |  | ABB
1SYN426019R001A | IN-10026019.A.5 | 1TSA271000P0022 | STUD FOR HINGE | 0 | 0 | 0 | 0 | 0 | 0 | 0 | 1800000327 ABB s.r.o. ELSYNN ¦ INHN EPDS-LV Systems, Bangalore |  | ABB
1SYN126019R001A | IN-10026019.A.1 | 1TSA271000P0070 | STUD | 3 | 0 | 0 | 0 | 0 | 3 | 0 | 1800000327 ABB s.r.o. ELSYNN |  | Vendor Scope
1SYN226019R001A | IN-10026019.A.2 | 1TSA271000P0070 | STUD | 0 | 0 | 0 | 0 | 0 | 0 | 0 | 1800000327 ABB s.r.o. ELSYNN |  | Vendor Scope
1SYN226019R002A | IN-10026019.A.3 | 1TSA271000P0070 | STUD | 0 | 0 | 0 | 0 | 0 | 0 | 0 | 1800000327 ABB s.r.o. ELSYNN |  | Vendor Scope
1SYN426019R001A | IN-10026019.A.5 | 1TSA271000P0070 | STUD | 0 | 0 | 0 | 0 | 0 | 0 | 0 | 1800000327 ABB s.r.o. ELSYNN |  | Vendor Scope
1SYN126019R001A | IN-10026019.A.1 | 1TSA271000P0082 | Nut for lock replaced GILN200119P0001 | 39 | 0 | 0 | 0 | 0 | 39 | 0 |  |  | Vendor Scope
1SYN226019R001A | IN-10026019.A.2 | 1TSA271000P0082 | Nut for lock replaced GILN200119P0001 | 162 | 0 | 0 | 0 | 0 | 162 | 0 |  |  | Vendor Scope
1SYN226019R002A | IN-10026019.A.3 | 1TSA271000P0082 | Nut for lock replaced GILN200119P0001 | 0 | 0 | 0 | 0 | 0 | 0 | 0 |  |  | Vendor Scope
1SYN426019R001A | IN-10026019.A.5 | 1TSA271000P0082 | Nut for lock replaced GILN200119P0001 | 0 | 0 | 0 | 0 | 0 | 0 | 0 |  |  | Vendor Scope
1SYN126019R001A | IN-10026019.A.1 | 1TSA271000P0089 | GUIDE for Extension Link | 55 | 0 | 0 | 0 | 0 | 55 | 0 | INHN EPDS-LV Systems, Bangalore |  | Vendor Scope
1SYN226019R001A | IN-10026019.A.2 | 1TSA271000P0089 | GUIDE for Extension Link | 53 | 0 | 0 | 0 | 0 | 53 | 0 | INHN EPDS-LV Systems, Bangalore |  | Vendor Scope
1SYN226019R002A | IN-10026019.A.3 | 1TSA271000P0089 | GUIDE for Extension Link | 23 | 0 | 0 | 0 | 0 | 23 | 0 | INHN EPDS-LV Systems, Bangalore |  | Vendor Scope
1SYN426019R001A | IN-10026019.A.5 | 1TSA271000P0089 | GUIDE for Extension Link | 0 | 0 | 0 | 0 | 0 | 0 | 0 | INHN EPDS-LV Systems, Bangalore |  | Vendor Scope
1SYN126019R001A | IN-10026019.A.1 | 1TSA271000P0091 | 120deg hinge | 184 | 0 | 0 | 0 | 0 | 184 | 0 | 1800000327 ABB s.r.o. ELSYNN |  | Vendor Scope
1SYN226019R001A | IN-10026019.A.2 | 1TSA271000P0091 | 120deg hinge | 62 | 0 | 0 | 0 | 0 | 62 | 0 | 1800000327 ABB s.r.o. ELSYNN |  | Vendor Scope
1SYN226019R002A | IN-10026019.A.3 | 1TSA271000P0091 | 120deg hinge | 9 | 0 | 0 | 0 | 0 | 9 | 0 | 1800000327 ABB s.r.o. ELSYNN |  | Vendor Scope
1SYN426019R001A | IN-10026019.A.5 | 1TSA271000P0091 | 120deg hinge | 0 | 0 | 0 | 0 | 0 | 0 | 0 | 1800000327 ABB s.r.o. ELSYNN |  | Vendor Scope
1SYN126019R001A | IN-10026019.A.1 | 1TSA271000P0092 | STUD FOR HINGE | 323 | 0 | 0 | 0 | 0 | 323 | 0 | 1800000327 ABB s.r.o. ELSYNN |  | Vendor Scope
1SYN226019R001A | IN-10026019.A.2 | 1TSA271000P0092 | STUD FOR HINGE | 154 | 0 | 0 | 0 | 0 | 154 | 0 | 1800000327 ABB s.r.o. ELSYNN |  | Vendor Scope
1SYN226019R002A | IN-10026019.A.3 | 1TSA271000P0092 | STUD FOR HINGE | 18 | 0 | 0 | 0 | 0 | 18 | 0 | 1800000327 ABB s.r.o. ELSYNN |  | Vendor Scope
1SYN426019R001A | IN-10026019.A.5 | 1TSA271000P0092 | STUD FOR HINGE | 0 | 0 | 0 | 0 | 0 | 0 | 0 | 1800000327 ABB s.r.o. ELSYNN |  | Vendor Scope
1SYN126019R001A | IN-10026019.A.1 | 1TSA271000P0096 | LEVER MOTOR MECHANISM | 3 | 0 | 0 | 0 | 0 | 3 | 0 | 1800000327 ABB s.r.o. ELSYNN |  | ABB
1SYN226019R001A | IN-10026019.A.2 | 1TSA271000P0096 | LEVER MOTOR MECHANISM | 0 | 0 | 0 | 0 | 0 | 0 | 0 | 1800000327 ABB s.r.o. ELSYNN |  | ABB
1SYN226019R002A | IN-10026019.A.3 | 1TSA271000P0096 | LEVER MOTOR MECHANISM | 0 | 0 | 0 | 0 | 0 | 0 | 0 | 1800000327 ABB s.r.o. ELSYNN |  | ABB
1SYN426019R001A | IN-10026019.A.5 | 1TSA271000P0096 | LEVER MOTOR MECHANISM | 0 | 0 | 0 | 0 | 0 | 0 | 0 | 1800000327 ABB s.r.o. ELSYNN |  | ABB
1SYN126019R001A | IN-10026019.A.1 | 1TSA271001P0101 | Excenter f. motor mech., D=40 | 3 | 0 | 0 | 0 | 0 | 3 | 0 | 1800000327 ABB s.r.o. ELSYNN |  | ABB
1SYN226019R001A | IN-10026019.A.2 | 1TSA271001P0101 | Excenter f. motor mech., D=40 | 0 | 0 | 0 | 0 | 0 | 0 | 0 | 1800000327 ABB s.r.o. ELSYNN |  | ABB
1SYN226019R002A | IN-10026019.A.3 | 1TSA271001P0101 | Excenter f. motor mech., D=40 | 0 | 0 | 0 | 0 | 0 | 0 | 0 | 1800000327 ABB s.r.o. ELSYNN |  | ABB
1SYN426019R001A | IN-10026019.A.5 | 1TSA271001P0101 | Excenter f. motor mech., D=40 | 0 | 0 | 0 | 0 | 0 | 0 | 0 | 1800000327 ABB s.r.o. ELSYNN |  | ABB
1SYN126019R001A | IN-10026019.A.1 | 1TSA271001P0104 | HEX SOCKET HEAD CAP SCREWM6X10 | 6 | 0 | 0 | 0 | 0 | 6 | 0 | 1800000327 ABB s.r.o. ELSYNN |  | Vendor Scope
1SYN226019R001A | IN-10026019.A.2 | 1TSA271001P0104 | HEX SOCKET HEAD CAP SCREWM6X10 | 0 | 0 | 0 | 0 | 0 | 0 | 0 | 1800000327 ABB s.r.o. ELSYNN |  | Vendor Scope
1SYN226019R002A | IN-10026019.A.3 | 1TSA271001P0104 | HEX SOCKET HEAD CAP SCREWM6X10 | 0 | 0 | 0 | 0 | 0 | 0 | 0 | 1800000327 ABB s.r.o. ELSYNN |  | Vendor Scope
1SYN426019R001A | IN-10026019.A.5 | 1TSA271001P0104 | HEX SOCKET HEAD CAP SCREWM6X10 | 0 | 0 | 0 | 0 | 0 | 0 | 0 | 1800000327 ABB s.r.o. ELSYNN |  | Vendor Scope
1SYN126019R001A | IN-10026019.A.1 | 1TSA271100P0003 | LINK,EXTENSION,72mm,FOR-DOOR-108-5 | 28 | 0 | 0 | 0 | 0 | 28 | 0 |  |  | Vendor Scope
1SYN226019R001A | IN-10026019.A.2 | 1TSA271100P0003 | LINK,EXTENSION,72mm,FOR-DOOR-108-5 | 14 | 0 | 0 | 0 | 0 | 14 | 0 |  |  | Vendor Scope
1SYN226019R002A | IN-10026019.A.3 | 1TSA271100P0003 | LINK,EXTENSION,72mm,FOR-DOOR-108-5 | 11 | 0 | 0 | 0 | 0 | 11 | 0 |  |  | Vendor Scope
1SYN426019R001A | IN-10026019.A.5 | 1TSA271100P0003 | LINK,EXTENSION,72mm,FOR-DOOR-108-5 | 0 | 0 | 0 | 0 | 0 | 0 | 0 |  |  | Vendor Scope
1SYN126019R001A | IN-10026019.A.1 | 1TSA271100P0010 | Extension link 79,0mm (door 115.5) | 0 | 0 | 0 | 0 | 0 | 0 | 0 |  |  | Vendor Scope
1SYN226019R001A | IN-10026019.A.2 | 1TSA271100P0010 | Extension link 79,0mm (door 115.5) | 27 | 0 | 0 | 0 | 0 | 27 | 0 |  |  | Vendor Scope
1SYN226019R002A | IN-10026019.A.3 | 1TSA271100P0010 | Extension link 79,0mm (door 115.5) | 7 | 0 | 0 | 0 | 0 | 7 | 0 |  |  | Vendor Scope
1SYN426019R001A | IN-10026019.A.5 | 1TSA271100P0010 | Extension link 79,0mm (door 115.5) | 0 | 0 | 0 | 0 | 0 | 0 | 0 |  |  | Vendor Scope
1SYN126019R001A | IN-10026019.A.1 | 1TSA271100P0011 | Extension link 56,0mm (door 92,5) | 3 | 0 | 0 | 0 | 0 | 3 | 0 |  |  | Vendor Scope
1SYN226019R001A | IN-10026019.A.2 | 1TSA271100P0011 | Extension link 56,0mm (door 92,5) | 0 | 0 | 0 | 0 | 0 | 0 | 0 |  |  | Vendor Scope
1SYN226019R002A | IN-10026019.A.3 | 1TSA271100P0011 | Extension link 56,0mm (door 92,5) | 0 | 0 | 0 | 0 | 0 | 0 | 0 |  |  | Vendor Scope
1SYN426019R001A | IN-10026019.A.5 | 1TSA271100P0011 | Extension link 56,0mm (door 92,5) | 0 | 0 | 0 | 0 | 0 | 0 | 0 |  |  | Vendor Scope
1SYN126019R001A | IN-10026019.A.1 | 1TSA271100P0013 | Extension link 189,5mm (door 226,0) | 0 | 0 | 0 | 0 | 0 | 0 | 0 |  |  | Vendor Scope
1SYN226019R001A | IN-10026019.A.2 | 1TSA271100P0013 | Extension link 189,5mm (door 226,0) | 3 | 0 | 0 | 0 | 0 | 3 | 0 |  |  | Vendor Scope
1SYN226019R002A | IN-10026019.A.3 | 1TSA271100P0013 | Extension link 189,5mm (door 226,0) | 0 | 0 | 0 | 0 | 0 | 0 | 0 |  |  | Vendor Scope
1SYN426019R001A | IN-10026019.A.5 | 1TSA271100P0013 | Extension link 189,5mm (door 226,0) | 0 | 0 | 0 | 0 | 0 | 0 | 0 |  |  | Vendor Scope
1SYN126019R001A | IN-10026019.A.1 | 1TSA271100P0019 | Extension link 162,5mm (door 198.5) | 8 | 0 | 0 | 0 | 0 | 8 | 0 |  |  | Vendor Scope
1SYN226019R001A | IN-10026019.A.2 | 1TSA271100P0019 | Extension link 162,5mm (door 198.5) | 0 | 0 | 0 | 0 | 0 | 0 | 0 |  |  | Vendor Scope
1SYN226019R002A | IN-10026019.A.3 | 1TSA271100P0019 | Extension link 162,5mm (door 198.5) | 0 | 0 | 0 | 0 | 0 | 0 | 0 |  |  | Vendor Scope
1SYN426019R001A | IN-10026019.A.5 | 1TSA271100P0019 | Extension link 162,5mm (door 198.5) | 0 | 0 | 0 | 0 | 0 | 0 | 0 |  |  | Vendor Scope
1SYN126019R001A | IN-10026019.A.1 | 1TSA271100P0023 | Extension link178,5mm (door 215,0) | 0 | 0 | 0 | 0 | 0 | 0 | 0 |  |  | Vendor Scope
1SYN226019R001A | IN-10026019.A.2 | 1TSA271100P0023 | Extension link178,5mm (door 215,0) | 0 | 0 | 0 | 0 | 0 | 0 | 0 |  |  | Vendor Scope
1SYN226019R002A | IN-10026019.A.3 | 1TSA271100P0023 | Extension link178,5mm (door 215,0) | 2 | 0 | 0 | 0 | 0 | 2 | 0 |  |  | Vendor Scope
1SYN426019R001A | IN-10026019.A.5 | 1TSA271100P0023 | Extension link178,5mm (door 215,0) | 0 | 0 | 0 | 0 | 0 | 0 | 0 |  |  | Vendor Scope
1SYN126019R001A | IN-10026019.A.1 | 1TSA271100P0034 | Extension link 86,0mm (door 122,5) | 0 | 0 | 0 | 0 | 0 | 0 | 0 |  |  | Vendor Scope
1SYN226019R001A | IN-10026019.A.2 | 1TSA271100P0034 | Extension link 86,0mm (door 122,5) | 9 | 0 | 0 | 0 | 0 | 9 | 0 |  |  | Vendor Scope
1SYN226019R002A | IN-10026019.A.3 | 1TSA271100P0034 | Extension link 86,0mm (door 122,5) | 3 | 0 | 0 | 0 | 0 | 3 | 0 |  |  | Vendor Scope
1SYN426019R001A | IN-10026019.A.5 | 1TSA271100P0034 | Extension link 86,0mm (door 122,5) | 0 | 0 | 0 | 0 | 0 | 0 | 0 |  |  | Vendor Scope
1SYN126019R001A | IN-10026019.A.1 | 1TSA271100P0041 | Extension link 80.5mm (door 117.0) | 16 | 0 | 0 | 0 | 0 | 16 | 0 |  |  | Vendor Scope
1SYN226019R001A | IN-10026019.A.2 | 1TSA271100P0041 | Extension link 80.5mm (door 117.0) | 0 | 0 | 0 | 0 | 0 | 0 | 0 |  |  | Vendor Scope
1SYN226019R002A | IN-10026019.A.3 | 1TSA271100P0041 | Extension link 80.5mm (door 117.0) | 0 | 0 | 0 | 0 | 0 | 0 | 0 |  |  | Vendor Scope
1SYN426019R001A | IN-10026019.A.5 | 1TSA271100P0041 | Extension link 80.5mm (door 117.0) | 0 | 0 | 0 | 0 | 0 | 0 | 0 |  |  | Vendor Scope
1SYN126019R001A | IN-10026019.A.1 | 1TSA273000P0002 | Hex head flanged M6 x 10 | 55 | 0 | 0 | 0 | 0 | 55 | 0 | INHN EPDS-LV Systems, Bangalore |  | Vendor Scope
1SYN226019R001A | IN-10026019.A.2 | 1TSA273000P0002 | Hex head flanged M6 x 10 | 53 | 0 | 0 | 0 | 0 | 53 | 0 | INHN EPDS-LV Systems, Bangalore |  | Vendor Scope
1SYN226019R002A | IN-10026019.A.3 | 1TSA273000P0002 | Hex head flanged M6 x 10 | 23 | 0 | 0 | 0 | 0 | 23 | 0 | INHN EPDS-LV Systems, Bangalore |  | Vendor Scope
1SYN426019R001A | IN-10026019.A.5 | 1TSA273000P0002 | Hex head flanged M6 x 10 | 0 | 0 | 0 | 0 | 0 | 0 | 0 | INHN EPDS-LV Systems, Bangalore |  | Vendor Scope
1SYN126019R001A | IN-10026019.A.1 | 1TSA273001P0001 | TORX PAN HEAD TAPP. SCREW | 314 | 0 | 0 | 0 | 0 | 314 | 0 | 1800000327 ABB s.r.o. ELSYNN ¦ INHN EPDS-LV Systems, Bangalore |  | Vendor Scope
1SYN226019R001A | IN-10026019.A.2 | 1TSA273001P0001 | TORX PAN HEAD TAPP. SCREW | 318 | 0 | 0 | 0 | 0 | 318 | 0 | 1800000327 ABB s.r.o. ELSYNN ¦ INHN EPDS-LV Systems, Bangalore |  | Vendor Scope
1SYN226019R002A | IN-10026019.A.3 | 1TSA273001P0001 | TORX PAN HEAD TAPP. SCREW | 138 | 0 | 0 | 0 | 0 | 138 | 0 | 1800000327 ABB s.r.o. ELSYNN ¦ INHN EPDS-LV Systems, Bangalore |  | Vendor Scope
1SYN426019R001A | IN-10026019.A.5 | 1TSA273001P0001 | TORX PAN HEAD TAPP. SCREW | 0 | 0 | 0 | 0 | 0 | 0 | 0 | 1800000327 ABB s.r.o. ELSYNN ¦ INHN EPDS-LV Systems, Bangalore |  | Vendor Scope
1SYN126019R001A | IN-10026019.A.1 | 1TSA273001P0002 | TORX COUNTERS TAPP. SCREW | 227 | 0 | 0 | 0 | 0 | 227 | 0 |  |  | Vendor Scope
1SYN226019R001A | IN-10026019.A.2 | 1TSA273001P0002 | TORX COUNTERS TAPP. SCREW | 265 | 0 | 0 | 0 | 0 | 265 | 0 |  |  | Vendor Scope
1SYN226019R002A | IN-10026019.A.3 | 1TSA273001P0002 | TORX COUNTERS TAPP. SCREW | 115 | 0 | 0 | 0 | 0 | 115 | 0 |  |  | Vendor Scope
1SYN426019R001A | IN-10026019.A.5 | 1TSA273001P0002 | TORX COUNTERS TAPP. SCREW | 0 | 0 | 0 | 0 | 0 | 0 | 0 |  |  | Vendor Scope
1SYN126019R001A | IN-10026019.A.1 | 1TSA275000R0001 | INTERLOCK,FOR-MODULE,W/D,>=4E,MNS3 | 55 | 0 | 0 | 0 | 0 | 55 | 0 | 1300002535 EASY CHINA (XIAMEN) TRADING CO., ¦ 1800000327 ABB s.r.o. ELSYNN ¦ 1800000464 ABB Xiamen Low Voltage Equipment ¦ INHN EPDS-LV Systems, Bangalore |  | ABB
1SYN226019R001A | IN-10026019.A.2 | 1TSA275000R0001 | INTERLOCK,FOR-MODULE,W/D,>=4E,MNS3 | 53 | 0 | 0 | 0 | 0 | 53 | 0 | 1300002535 EASY CHINA (XIAMEN) TRADING CO., ¦ 1800000327 ABB s.r.o. ELSYNN ¦ 1800000464 ABB Xiamen Low Voltage Equipment ¦ INHN EPDS-LV Systems, Bangalore |  | ABB
1SYN226019R002A | IN-10026019.A.3 | 1TSA275000R0001 | INTERLOCK,FOR-MODULE,W/D,>=4E,MNS3 | 23 | 0 | 0 | 0 | 0 | 23 | 0 | 1300002535 EASY CHINA (XIAMEN) TRADING CO., ¦ 1800000327 ABB s.r.o. ELSYNN ¦ 1800000464 ABB Xiamen Low Voltage Equipment ¦ INHN EPDS-LV Systems, Bangalore |  | ABB
1SYN426019R001A | IN-10026019.A.5 | 1TSA275000R0001 | INTERLOCK,FOR-MODULE,W/D,>=4E,MNS3 | 0 | 0 | 0 | 0 | 0 | 0 | 0 | 1300002535 EASY CHINA (XIAMEN) TRADING CO., ¦ 1800000327 ABB s.r.o. ELSYNN ¦ 1800000464 ABB Xiamen Low Voltage Equipment ¦ INHN EPDS-LV Systems, Bangalore |  | ABB
1SYN126019R001A | IN-10026019.A.1 | 1TSA275002R0002 | BRACKET,FOR-CNTRL-TERMINAL,>6E,1x32PIN | 55 | 0 | 0 | 0 | 0 | 55 | 0 | INHN EPDS-LV Systems, Bangalore |  | Vendor Scope
1SYN226019R001A | IN-10026019.A.2 | 1TSA275002R0002 | BRACKET,FOR-CNTRL-TERMINAL,>6E,1x32PIN | 53 | 0 | 0 | 0 | 0 | 53 | 0 | INHN EPDS-LV Systems, Bangalore |  | Vendor Scope
1SYN226019R002A | IN-10026019.A.3 | 1TSA275002R0002 | BRACKET,FOR-CNTRL-TERMINAL,>6E,1x32PIN | 23 | 0 | 0 | 0 | 0 | 23 | 0 | INHN EPDS-LV Systems, Bangalore |  | Vendor Scope
1SYN426019R001A | IN-10026019.A.5 | 1TSA275002R0002 | BRACKET,FOR-CNTRL-TERMINAL,>6E,1x32PIN | 0 | 0 | 0 | 0 | 0 | 0 | 0 | INHN EPDS-LV Systems, Bangalore |  | Vendor Scope
1SYN126019R001A | IN-10026019.A.1 | 1TSA275002R0004 | COMPARTMENT PLATE, CMPRT-ASSY,4xROLLS,2x | 3 | 0 | 0 | 0 | 0 | 3 | 0 | INHN EPDS-LV Systems, Bangalore |  | Vendor Scope
1SYN226019R001A | IN-10026019.A.2 | 1TSA275002R0004 | COMPARTMENT PLATE, CMPRT-ASSY,4xROLLS,2x | 0 | 0 | 0 | 0 | 0 | 0 | 0 | INHN EPDS-LV Systems, Bangalore |  | Vendor Scope
1SYN226019R002A | IN-10026019.A.3 | 1TSA275002R0004 | COMPARTMENT PLATE, CMPRT-ASSY,4xROLLS,2x | 0 | 0 | 0 | 0 | 0 | 0 | 0 | INHN EPDS-LV Systems, Bangalore |  | Vendor Scope
1SYN426019R001A | IN-10026019.A.5 | 1TSA275002R0004 | COMPARTMENT PLATE, CMPRT-ASSY,4xROLLS,2x | 0 | 0 | 0 | 0 | 0 | 0 | 0 | INHN EPDS-LV Systems, Bangalore |  | Vendor Scope
1SYN126019R001A | IN-10026019.A.1 | 1TSA275002R0004-L | casing for compartment bottom plate | 52 | 0 | 0 | 0 | 0 | 52 | 0 | INHN EPDS-LV Systems, Bangalore |  | Vendor Scope
1SYN226019R001A | IN-10026019.A.2 | 1TSA275002R0004-L | casing for compartment bottom plate | 53 | 0 | 0 | 0 | 0 | 53 | 0 | INHN EPDS-LV Systems, Bangalore |  | Vendor Scope
1SYN226019R002A | IN-10026019.A.3 | 1TSA275002R0004-L | casing for compartment bottom plate | 23 | 0 | 0 | 0 | 0 | 23 | 0 | INHN EPDS-LV Systems, Bangalore |  | Vendor Scope
1SYN426019R001A | IN-10026019.A.5 | 1TSA275002R0004-L | casing for compartment bottom plate | 0 | 0 | 0 | 0 | 0 | 0 | 0 | INHN EPDS-LV Systems, Bangalore |  | Vendor Scope
1SYN126019R001A | IN-10026019.A.1 | 1TSA275002R0005 | BRACKET,FOR-CNTRL-TERMINAL,>4E,1x24PIN | 0 | 0 | 0 | 0 | 0 | 0 | 0 | 1800000327 ABB s.r.o. ELSYNN |  | ABB
1SYN226019R001A | IN-10026019.A.2 | 1TSA275002R0005 | BRACKET,FOR-CNTRL-TERMINAL,>4E,1x24PIN | 0 | 0 | 0 | 0 | 0 | 0 | 0 | 1800000327 ABB s.r.o. ELSYNN |  | ABB
1SYN226019R002A | IN-10026019.A.3 | 1TSA275002R0005 | BRACKET,FOR-CNTRL-TERMINAL,>4E,1x24PIN | 18 | 0 | 0 | 0 | 18 | 18 | 0 | 1800000327 ABB s.r.o. ELSYNN |  | ABB
1SYN426019R001A | IN-10026019.A.5 | 1TSA275002R0005 | BRACKET,FOR-CNTRL-TERMINAL,>4E,1x24PIN | 0 | 0 | 0 | 0 | 0 | 0 | 0 | 1800000327 ABB s.r.o. ELSYNN |  | ABB
1SYN126019R001A | IN-10026019.A.1 | 2CDS200936R0001 | Auxiliary Contact S2C-H11L | 4 | 0 | 0 | 0 | 0 | 4 | 0 | 701501026 ABB India Limited ¦ 701501242 ABB India Limited |  | ABB
1SYN226019R001A | IN-10026019.A.2 | 2CDS200936R0001 | Auxiliary Contact S2C-H11L | 4 | 0 | 0 | 0 | 0 | 4 | 0 | 701501026 ABB India Limited ¦ 701501242 ABB India Limited |  | ABB
1SYN226019R002A | IN-10026019.A.3 | 2CDS200936R0001 | Auxiliary Contact S2C-H11L | 0 | 0 | 0 | 0 | 0 | 0 | 0 | 701501026 ABB India Limited ¦ 701501242 ABB India Limited |  | ABB
1SYN426019R001A | IN-10026019.A.5 | 2CDS200936R0001 | Auxiliary Contact S2C-H11L | 0 | 0 | 0 | 0 | 0 | 0 | 0 | 701501026 ABB India Limited ¦ 701501242 ABB India Limited |  | ABB
1SYN126019R001A | IN-10026019.A.1 | 2CDS200946R0001 | S2C-H6-11R Auxiliary contact 1NO/1NC | 21 | 0 | 0 | 0 | 0 | 21 | 0 | 701501026 ABB India Limited ¦ 701501242 ABB India Limited ¦ INHN EPDS-LV Systems, Bangalore |  | ABB
1SYN226019R001A | IN-10026019.A.2 | 2CDS200946R0001 | S2C-H6-11R Auxiliary contact 1NO/1NC | 12 | 0 | 0 | 0 | 0 | 12 | 0 | 701501026 ABB India Limited ¦ 701501242 ABB India Limited ¦ INHN EPDS-LV Systems, Bangalore |  | ABB
1SYN226019R002A | IN-10026019.A.3 | 2CDS200946R0001 | S2C-H6-11R Auxiliary contact 1NO/1NC | 4 | 0 | 0 | 0 | 0 | 4 | 0 | 701501026 ABB India Limited ¦ 701501242 ABB India Limited ¦ INHN EPDS-LV Systems, Bangalore |  | ABB
1SYN426019R001A | IN-10026019.A.5 | 2CDS200946R0001 | S2C-H6-11R Auxiliary contact 1NO/1NC | 0 | 0 | 0 | 0 | 0 | 0 | 0 | 701501026 ABB India Limited ¦ 701501242 ABB India Limited ¦ INHN EPDS-LV Systems, Bangalore |  | ABB
1SYN126019R001A | IN-10026019.A.1 | 2PAM7EH | PADLOCK FOR EMG. PUSH BUTTON-2PAM7EH | 11 | 0 | 0 | 0 | 0 | 11 | 0 |  |  | Vendor Scope
1SYN226019R001A | IN-10026019.A.2 | 2PAM7EH | PADLOCK FOR EMG. PUSH BUTTON-2PAM7EH | 42 | 0 | 0 | 0 | 0 | 42 | 0 |  |  | Vendor Scope
1SYN226019R002A | IN-10026019.A.3 | 2PAM7EH | PADLOCK FOR EMG. PUSH BUTTON-2PAM7EH | 13 | 0 | 0 | 0 | 0 | 13 | 0 |  |  | Vendor Scope
1SYN426019R001A | IN-10026019.A.5 | 2PAM7EH | PADLOCK FOR EMG. PUSH BUTTON-2PAM7EH | 3 | 0 | 0 | 0 | 0 | 3 | 0 |  |  | Vendor Scope
1SYN126019R001A | IN-10026019.A.1 | 3AFE64510983 | SEALING for pressure relief flap | 59 | 0 | 0 | 0 | 80 | 59 | 0 | 1800000327 ABB s.r.o. ELSYNN ¦ INHN EPDS-LV Systems, Bangalore |  | ABB
1SYN226019R001A | IN-10026019.A.2 | 3AFE64510983 | SEALING for pressure relief flap | 24 | 0 | 0 | 0 | 80 | 24 | 0 | 1800000327 ABB s.r.o. ELSYNN ¦ INHN EPDS-LV Systems, Bangalore |  | ABB
1SYN226019R002A | IN-10026019.A.3 | 3AFE64510983 | SEALING for pressure relief flap | 6 | 0 | 0 | 0 | 12 | 6 | 0 | 1800000327 ABB s.r.o. ELSYNN ¦ INHN EPDS-LV Systems, Bangalore |  | ABB
1SYN426019R001A | IN-10026019.A.5 | 3AFE64510983 | SEALING for pressure relief flap | 0 | 0 | 0 | 0 | 0 | 0 | 0 | 1800000327 ABB s.r.o. ELSYNN ¦ INHN EPDS-LV Systems, Bangalore |  | ABB
1SYN126019R001A | IN-10026019.A.1 | 3PLBR1L(S)-110VDC | LAMP,110VDC,LED WHITE,22.5mmø | 34 | 0 | 0 | 0 | 0 | 34 | 0 |  |  | Vendor Scope
1SYN226019R001A | IN-10026019.A.2 | 3PLBR1L(S)-110VDC | LAMP,110VDC,LED WHITE,22.5mmø | 9 | 0 | 0 | 0 | 0 | 9 | 0 |  |  | Vendor Scope
1SYN226019R002A | IN-10026019.A.3 | 3PLBR1L(S)-110VDC | LAMP,110VDC,LED WHITE,22.5mmø | 2 | 0 | 0 | 0 | 0 | 2 | 0 |  |  | Vendor Scope
1SYN426019R001A | IN-10026019.A.5 | 3PLBR1L(S)-110VDC | LAMP,110VDC,LED WHITE,22.5mmø | 1 | 0 | 0 | 0 | 0 | 1 | 0 |  |  | Vendor Scope
1SYN126019R001A | IN-10026019.A.1 | 3PLBR1L(S)-240VAC | LAMP,240VAC,LED WHITE,3PLBR1L(S)22.5mmø | 55 | 0 | 0 | 0 | 0 | 55 | 0 |  |  | Vendor Scope
1SYN226019R001A | IN-10026019.A.2 | 3PLBR1L(S)-240VAC | LAMP,240VAC,LED WHITE,3PLBR1L(S)22.5mmø | 53 | 0 | 0 | 0 | 0 | 53 | 0 |  |  | Vendor Scope
1SYN226019R002A | IN-10026019.A.3 | 3PLBR1L(S)-240VAC | LAMP,240VAC,LED WHITE,3PLBR1L(S)22.5mmø | 23 | 0 | 0 | 0 | 0 | 23 | 0 |  |  | Vendor Scope
1SYN426019R001A | IN-10026019.A.5 | 3PLBR1L(S)-240VAC | LAMP,240VAC,LED WHITE,3PLBR1L(S)22.5mmø | 1 | 0 | 0 | 0 | 0 | 1 | 0 |  |  | Vendor Scope
1SYN126019R001A | IN-10026019.A.1 | 3PLBR3L-110VDC | LAMP,110VDC,LED GREEN,22.5mmø | 13 | 0 | 0 | 0 | 0 | 13 | 0 |  |  | Vendor Scope
1SYN226019R001A | IN-10026019.A.2 | 3PLBR3L-110VDC | LAMP,110VDC,LED GREEN,22.5mmø | 5 | 0 | 0 | 0 | 0 | 5 | 0 |  |  | Vendor Scope
1SYN226019R002A | IN-10026019.A.3 | 3PLBR3L-110VDC | LAMP,110VDC,LED GREEN,22.5mmø | 6 | 0 | 0 | 0 | 0 | 6 | 0 |  |  | Vendor Scope
1SYN426019R001A | IN-10026019.A.5 | 3PLBR3L-110VDC | LAMP,110VDC,LED GREEN,22.5mmø | 1 | 0 | 0 | 0 | 0 | 1 | 0 |  |  | Vendor Scope
1SYN126019R001A | IN-10026019.A.1 | 3PLBR3L-240VAC | LAMP, 240VAC, LED GREEN, 3PLBR3L, 22.5mm | 55 | 0 | 0 | 0 | 0 | 55 | 0 |  |  | Vendor Scope
1SYN226019R001A | IN-10026019.A.2 | 3PLBR3L-240VAC | LAMP, 240VAC, LED GREEN, 3PLBR3L, 22.5mm | 53 | 0 | 0 | 0 | 0 | 53 | 0 |  |  | Vendor Scope
1SYN226019R002A | IN-10026019.A.3 | 3PLBR3L-240VAC | LAMP, 240VAC, LED GREEN, 3PLBR3L, 22.5mm | 23 | 0 | 0 | 0 | 0 | 23 | 0 |  |  | Vendor Scope
1SYN426019R001A | IN-10026019.A.5 | 3PLBR3L-240VAC | LAMP, 240VAC, LED GREEN, 3PLBR3L, 22.5mm | 2 | 0 | 0 | 0 | 0 | 2 | 0 |  |  | Vendor Scope
1SYN126019R001A | IN-10026019.A.1 | 3PLBR4L-110VDC | LAMP,110VDC, LED RED, 22.5mmø | 20 | 0 | 0 | 0 | 0 | 20 | 0 |  |  | Vendor Scope
1SYN226019R001A | IN-10026019.A.2 | 3PLBR4L-110VDC | LAMP,110VDC, LED RED, 22.5mmø | 7 | 0 | 0 | 0 | 0 | 7 | 0 |  |  | Vendor Scope
1SYN226019R002A | IN-10026019.A.3 | 3PLBR4L-110VDC | LAMP,110VDC, LED RED, 22.5mmø | 3 | 0 | 0 | 0 | 0 | 3 | 0 |  |  | Vendor Scope
1SYN426019R001A | IN-10026019.A.5 | 3PLBR4L-110VDC | LAMP,110VDC, LED RED, 22.5mmø | 1 | 0 | 0 | 0 | 0 | 1 | 0 |  |  | Vendor Scope
1SYN126019R001A | IN-10026019.A.1 | 3PLBR4L-240VAC | LAMP, 240VAC, LED RED, 3PLBR4L, 22.5mmø | 71 | 0 | 0 | 0 | 0 | 71 | 0 |  |  | Vendor Scope
1SYN226019R001A | IN-10026019.A.2 | 3PLBR4L-240VAC | LAMP, 240VAC, LED RED, 3PLBR4L, 22.5mmø | 80 | 0 | 0 | 0 | 0 | 80 | 0 |  |  | Vendor Scope
1SYN226019R002A | IN-10026019.A.3 | 3PLBR4L-240VAC | LAMP, 240VAC, LED RED, 3PLBR4L, 22.5mmø | 42 | 0 | 0 | 0 | 0 | 42 | 0 |  |  | Vendor Scope
1SYN426019R001A | IN-10026019.A.5 | 3PLBR4L-240VAC | LAMP, 240VAC, LED RED, 3PLBR4L, 22.5mmø | 2 | 0 | 0 | 0 | 0 | 2 | 0 |  |  | Vendor Scope
1SYN126019R001A | IN-10026019.A.1 | 3PLBR4L-24VAC/DC | LAMP,24VAC/DC, LED RED, 22.5mmø | 2 | 0 | 0 | 0 | 0 | 2 | 0 |  |  | Vendor Scope
1SYN226019R001A | IN-10026019.A.2 | 3PLBR4L-24VAC/DC | LAMP,24VAC/DC, LED RED, 22.5mmø | 2 | 0 | 0 | 0 | 0 | 2 | 0 |  |  | Vendor Scope
1SYN226019R002A | IN-10026019.A.3 | 3PLBR4L-24VAC/DC | LAMP,24VAC/DC, LED RED, 22.5mmø | 2 | 0 | 0 | 0 | 0 | 2 | 0 |  |  | Vendor Scope
1SYN426019R001A | IN-10026019.A.5 | 3PLBR4L-24VAC/DC | LAMP,24VAC/DC, LED RED, 22.5mmø | 1 | 0 | 0 | 0 | 0 | 1 | 0 |  |  | Vendor Scope
1SYN126019R001A | IN-10026019.A.1 | 3PLBR5L-110VDC | LAMP,110VDC,LED AMBER,22.5mmø | 16 | 0 | 0 | 0 | 0 | 16 | 0 |  |  | Vendor Scope
1SYN226019R001A | IN-10026019.A.2 | 3PLBR5L-110VDC | LAMP,110VDC,LED AMBER,22.5mmø | 8 | 0 | 0 | 0 | 0 | 8 | 0 |  |  | Vendor Scope
1SYN226019R002A | IN-10026019.A.3 | 3PLBR5L-110VDC | LAMP,110VDC,LED AMBER,22.5mmø | 3 | 0 | 0 | 0 | 0 | 3 | 0 |  |  | Vendor Scope
1SYN426019R001A | IN-10026019.A.5 | 3PLBR5L-110VDC | LAMP,110VDC,LED AMBER,22.5mmø | 1 | 0 | 0 | 0 | 0 | 1 | 0 |  |  | Vendor Scope
1SYN126019R001A | IN-10026019.A.1 | 3PLBR5L-240VAC | LAMP, 240VAC, LED AMBER, 3PLBR5L, 22.5mm | 57 | 0 | 0 | 0 | 0 | 57 | 0 |  |  | Vendor Scope
1SYN226019R001A | IN-10026019.A.2 | 3PLBR5L-240VAC | LAMP, 240VAC, LED AMBER, 3PLBR5L, 22.5mm | 55 | 0 | 0 | 0 | 0 | 55 | 0 |  |  | Vendor Scope
1SYN226019R002A | IN-10026019.A.3 | 3PLBR5L-240VAC | LAMP, 240VAC, LED AMBER, 3PLBR5L, 22.5mm | 25 | 0 | 0 | 0 | 0 | 25 | 0 |  |  | Vendor Scope
1SYN426019R001A | IN-10026019.A.5 | 3PLBR5L-240VAC | LAMP, 240VAC, LED AMBER, 3PLBR5L, 22.5mm | 2 | 0 | 0 | 0 | 0 | 2 | 0 |  |  | Vendor Scope
1SYN126019R001A | IN-10026019.A.1 | 3PLBR6L-110VDC | LAMP,110VDC,LED BLUE,22.5mmø | 11 | 0 | 0 | 0 | 0 | 11 | 0 |  |  | Vendor Scope
1SYN226019R001A | IN-10026019.A.2 | 3PLBR6L-110VDC | LAMP,110VDC,LED BLUE,22.5mmø | 3 | 0 | 0 | 0 | 0 | 3 | 0 |  |  | Vendor Scope
1SYN226019R002A | IN-10026019.A.3 | 3PLBR6L-110VDC | LAMP,110VDC,LED BLUE,22.5mmø | 0 | 0 | 0 | 0 | 0 | 0 | 0 |  |  | Vendor Scope
1SYN426019R001A | IN-10026019.A.5 | 3PLBR6L-110VDC | LAMP,110VDC,LED BLUE,22.5mmø | 1 | 0 | 0 | 0 | 0 | 1 | 0 |  |  | Vendor Scope
1SYN126019R001A | IN-10026019.A.1 | 3PLBR6L-240VAC | LAMP, 240VAC, LED BLUE, 3PLBR6L, 22.5mmø | 5 | 0 | 0 | 0 | 0 | 5 | 0 |  |  | Vendor Scope
1SYN226019R001A | IN-10026019.A.2 | 3PLBR6L-240VAC | LAMP, 240VAC, LED BLUE, 3PLBR6L, 22.5mmø | 4 | 0 | 0 | 0 | 0 | 4 | 0 |  |  | Vendor Scope
1SYN226019R002A | IN-10026019.A.3 | 3PLBR6L-240VAC | LAMP, 240VAC, LED BLUE, 3PLBR6L, 22.5mmø | 1 | 0 | 0 | 0 | 0 | 1 | 0 |  |  | Vendor Scope
1SYN426019R001A | IN-10026019.A.5 | 3PLBR6L-240VAC | LAMP, 240VAC, LED BLUE, 3PLBR6L, 22.5mmø | 1 | 0 | 0 | 0 | 0 | 1 | 0 |  |  | Vendor Scope
1SYN126019R001A | IN-10026019.A.1 | 3PLBR8L-110VDC | LAMP,110VDC,LED YELLOW,22.5mmø | 3 | 0 | 0 | 0 | 0 | 3 | 0 |  |  | Vendor Scope
1SYN226019R001A | IN-10026019.A.2 | 3PLBR8L-110VDC | LAMP,110VDC,LED YELLOW,22.5mmø | 2 | 0 | 0 | 0 | 0 | 2 | 0 |  |  | Vendor Scope
1SYN226019R002A | IN-10026019.A.3 | 3PLBR8L-110VDC | LAMP,110VDC,LED YELLOW,22.5mmø | 1 | 0 | 0 | 0 | 0 | 1 | 0 |  |  | Vendor Scope
1SYN426019R001A | IN-10026019.A.5 | 3PLBR8L-110VDC | LAMP,110VDC,LED YELLOW,22.5mmø | 1 | 0 | 0 | 0 | 0 | 1 | 0 |  |  | Vendor Scope
1SYN126019R001A | IN-10026019.A.1 | 3PLBR8L-240VAC | LAMP, 240VAC, LED YELLOW, 3PLBR8L, 22.5m | 5 | 0 | 0 | 0 | 0 | 5 | 0 |  |  | Vendor Scope
1SYN226019R001A | IN-10026019.A.2 | 3PLBR8L-240VAC | LAMP, 240VAC, LED YELLOW, 3PLBR8L, 22.5m | 4 | 0 | 0 | 0 | 0 | 4 | 0 |  |  | Vendor Scope
1SYN226019R002A | IN-10026019.A.3 | 3PLBR8L-240VAC | LAMP, 240VAC, LED YELLOW, 3PLBR8L, 22.5m | 1 | 0 | 0 | 0 | 0 | 1 | 0 |  |  | Vendor Scope
1SYN426019R001A | IN-10026019.A.5 | 3PLBR8L-240VAC | LAMP, 240VAC, LED YELLOW, 3PLBR8L, 22.5m | 1 | 0 | 0 | 0 | 0 | 1 | 0 |  |  | Vendor Scope
1SYN126019R001A | IN-10026019.A.1 | 3S36BOGB_LV01 | L-R SW/3POLE/2W-OFF/10A/440VAC/48X48/KC | 0 | 0 | 0 | 0 | 0 | 0 | 0 |  |  | Vendor Scope
1SYN226019R001A | IN-10026019.A.2 | 3S36BOGB_LV01 | L-R SW/3POLE/2W-OFF/10A/440VAC/48X48/KC | 0 | 0 | 0 | 0 | 0 | 0 | 0 |  |  | Vendor Scope
1SYN226019R002A | IN-10026019.A.3 | 3S36BOGB_LV01 | L-R SW/3POLE/2W-OFF/10A/440VAC/48X48/KC | 12 | 0 | 0 | 0 | 0 | 12 | 0 |  |  | Vendor Scope
1SYN426019R001A | IN-10026019.A.5 | 3S36BOGB_LV01 | L-R SW/3POLE/2W-OFF/10A/440VAC/48X48/KC | 2 | 0 | 0 | 0 | 0 | 2 | 0 |  |  | Vendor Scope
1SYN126019R001A | IN-10026019.A.1 | 3TD24COGB_LV01 | TRIP SEL SW/2POLE/3W-OFF/6A/250VDC/48X48 | 1 | 0 | 0 | 0 | 0 | 1 | 0 |  |  | Vendor Scope
1SYN226019R001A | IN-10026019.A.2 | 3TD24COGB_LV01 | TRIP SEL SW/2POLE/3W-OFF/6A/250VDC/48X48 | 1 | 0 | 0 | 0 | 0 | 1 | 0 |  |  | Vendor Scope
1SYN226019R002A | IN-10026019.A.3 | 3TD24COGB_LV01 | TRIP SEL SW/2POLE/3W-OFF/6A/250VDC/48X48 | 0 | 0 | 0 | 0 | 0 | 0 | 0 |  |  | Vendor Scope
1SYN426019R001A | IN-10026019.A.5 | 3TD24COGB_LV01 | TRIP SEL SW/2POLE/3W-OFF/6A/250VDC/48X48 | 0 | 0 | 0 | 0 | 0 | 0 | 0 |  |  | Vendor Scope
1SYN126019R001A | IN-10026019.A.1 | 3TD36BGB_LV01 | L-R SW/3POLE/2WAY/6A/250VDC/48X48/KC | 8 | 0 | 0 | 0 | 0 | 8 | 0 |  |  | Vendor Scope
1SYN226019R001A | IN-10026019.A.2 | 3TD36BGB_LV01 | L-R SW/3POLE/2WAY/6A/250VDC/48X48/KC | 1 | 0 | 0 | 0 | 0 | 1 | 0 |  |  | Vendor Scope
1SYN226019R002A | IN-10026019.A.3 | 3TD36BGB_LV01 | L-R SW/3POLE/2WAY/6A/250VDC/48X48/KC | 1 | 0 | 0 | 0 | 0 | 1 | 0 |  |  | Vendor Scope
1SYN426019R001A | IN-10026019.A.5 | 3TD36BGB_LV01 | L-R SW/3POLE/2WAY/6A/250VDC/48X48/KC | 2 | 0 | 0 | 0 | 0 | 2 | 0 |  |  | Vendor Scope
1SYN126019R001A | IN-10026019.A.1 | 3TD36BOLGGB_LV01 | A-O-M SW LOCK/3POLE/2W-OFF/6A/250VDC/75X | 1 | 0 | 0 | 0 | 0 | 1 | 0 |  |  | Vendor Scope
1SYN226019R001A | IN-10026019.A.2 | 3TD36BOLGGB_LV01 | A-O-M SW LOCK/3POLE/2W-OFF/6A/250VDC/75X | 1 | 0 | 0 | 0 | 0 | 1 | 0 |  |  | Vendor Scope
1SYN226019R002A | IN-10026019.A.3 | 3TD36BOLGGB_LV01 | A-O-M SW LOCK/3POLE/2W-OFF/6A/250VDC/75X | 0 | 0 | 0 | 0 | 0 | 0 | 0 |  |  | Vendor Scope
1SYN426019R001A | IN-10026019.A.5 | 3TD36BOLGGB_LV01 | A-O-M SW LOCK/3POLE/2W-OFF/6A/250VDC/75X | 0 | 0 | 0 | 0 | 0 | 0 | 0 |  |  | Vendor Scope
1SYN126019R001A | IN-10026019.A.1 | 4TUA100260P0001 | Shield Top | 0 | 0 | 0 | 0 | 0 | 0 | 0 |  |  | Vendor Scope
1SYN226019R001A | IN-10026019.A.2 | 4TUA100260P0001 | Shield Top | 0 | 0 | 0 | 0 | 0 | 0 | 0 |  |  | Vendor Scope
1SYN226019R002A | IN-10026019.A.3 | 4TUA100260P0001 | Shield Top | 2 | 0 | 0 | 0 | 0 | 2 | 0 |  |  | Vendor Scope
1SYN426019R001A | IN-10026019.A.5 | 4TUA100260P0001 | Shield Top | 0 | 0 | 0 | 0 | 0 | 0 | 0 |  |  | Vendor Scope
1SYN126019R001A | IN-10026019.A.1 | 4TUA100317P0004 | XT5 XT6 MCCB Comp. 4b bracket | 0 | 0 | 0 | 0 | 0 | 0 | 0 |  |  | Vendor Scope
1SYN226019R001A | IN-10026019.A.2 | 4TUA100317P0004 | XT5 XT6 MCCB Comp. 4b bracket | 0 | 0 | 0 | 0 | 0 | 0 | 0 |  |  | Vendor Scope
1SYN226019R002A | IN-10026019.A.3 | 4TUA100317P0004 | XT5 XT6 MCCB Comp. 4b bracket | 1 | 0 | 0 | 0 | 0 | 1 | 0 |  |  | Vendor Scope
1SYN426019R001A | IN-10026019.A.5 | 4TUA100317P0004 | XT5 XT6 MCCB Comp. 4b bracket | 0 | 0 | 0 | 0 | 0 | 0 | 0 |  |  | Vendor Scope
1SYN126019R001A | IN-10026019.A.1 | 4TUA100317P0014 | XT5 XT6 MCCB Comp. 4b bracket | 0 | 0 | 0 | 0 | 0 | 0 | 0 |  |  | Vendor Scope
1SYN226019R001A | IN-10026019.A.2 | 4TUA100317P0014 | XT5 XT6 MCCB Comp. 4b bracket | 0 | 0 | 0 | 0 | 0 | 0 | 0 |  |  | Vendor Scope
1SYN226019R002A | IN-10026019.A.3 | 4TUA100317P0014 | XT5 XT6 MCCB Comp. 4b bracket | 1 | 0 | 0 | 0 | 0 | 1 | 0 |  |  | Vendor Scope
1SYN426019R001A | IN-10026019.A.5 | 4TUA100317P0014 | XT5 XT6 MCCB Comp. 4b bracket | 0 | 0 | 0 | 0 | 0 | 0 | 0 |  |  | Vendor Scope
1SYN126019R001A | IN-10026019.A.1 | 4TUA120215P0011 | 4TUA120215P0011- T5 terminal conn. bar | 0 | 0 | 0 | 0 | 0 | 0 | 0 | 1100112395 LEEBEX METALS PRIVATE LIMITED |  | ABB
1SYN226019R001A | IN-10026019.A.2 | 4TUA120215P0011 | 4TUA120215P0011- T5 terminal conn. bar | 0 | 0 | 0 | 0 | 0 | 0 | 0 | 1100112395 LEEBEX METALS PRIVATE LIMITED |  | ABB
1SYN226019R002A | IN-10026019.A.3 | 4TUA120215P0011 | 4TUA120215P0011- T5 terminal conn. bar | 2 | 0 | 0 | 0 | 0 | 2 | 0 | 1100112395 LEEBEX METALS PRIVATE LIMITED |  | ABB
1SYN426019R001A | IN-10026019.A.5 | 4TUA120215P0011 | 4TUA120215P0011- T5 terminal conn. bar | 0 | 0 | 0 | 0 | 0 | 0 | 0 | 1100112395 LEEBEX METALS PRIVATE LIMITED |  | ABB
1SYN126019R001A | IN-10026019.A.1 | 4TUA120215P0012 | XT5 Terminal Adapter | 0 | 0 | 0 | 0 | 0 | 0 | 0 | 1100112395 LEEBEX METALS PRIVATE LIMITED |  | ABB
1SYN226019R001A | IN-10026019.A.2 | 4TUA120215P0012 | XT5 Terminal Adapter | 0 | 0 | 0 | 0 | 0 | 0 | 0 | 1100112395 LEEBEX METALS PRIVATE LIMITED |  | ABB
1SYN226019R002A | IN-10026019.A.3 | 4TUA120215P0012 | XT5 Terminal Adapter | 2 | 0 | 0 | 0 | 0 | 2 | 0 | 1100112395 LEEBEX METALS PRIVATE LIMITED |  | ABB
1SYN426019R001A | IN-10026019.A.5 | 4TUA120215P0012 | XT5 Terminal Adapter | 0 | 0 | 0 | 0 | 0 | 0 | 0 | 1100112395 LEEBEX METALS PRIVATE LIMITED |  | ABB
1SYN126019R001A | IN-10026019.A.1 | 4TUA120215P0013 | XT5 Terminal Adapter | 0 | 0 | 0 | 0 | 0 | 0 | 0 | 1100112395 LEEBEX METALS PRIVATE LIMITED |  | ABB
1SYN226019R001A | IN-10026019.A.2 | 4TUA120215P0013 | XT5 Terminal Adapter | 0 | 0 | 0 | 0 | 0 | 0 | 0 | 1100112395 LEEBEX METALS PRIVATE LIMITED |  | ABB
1SYN226019R002A | IN-10026019.A.3 | 4TUA120215P0013 | XT5 Terminal Adapter | 2 | 0 | 0 | 0 | 0 | 2 | 0 | 1100112395 LEEBEX METALS PRIVATE LIMITED |  | ABB
1SYN426019R001A | IN-10026019.A.5 | 4TUA120215P0013 | XT5 Terminal Adapter | 0 | 0 | 0 | 0 | 0 | 0 | 0 | 1100112395 LEEBEX METALS PRIVATE LIMITED |  | ABB
1SYN126019R001A | IN-10026019.A.1 | 4TUA120215P0014 | XT5 Terminal Adapter | 0 | 0 | 0 | 0 | 0 | 0 | 0 | 1100112395 LEEBEX METALS PRIVATE LIMITED |  | ABB
1SYN226019R001A | IN-10026019.A.2 | 4TUA120215P0014 | XT5 Terminal Adapter | 0 | 0 | 0 | 0 | 0 | 0 | 0 | 1100112395 LEEBEX METALS PRIVATE LIMITED |  | ABB
1SYN226019R002A | IN-10026019.A.3 | 4TUA120215P0014 | XT5 Terminal Adapter | 2 | 0 | 0 | 0 | 0 | 2 | 0 | 1100112395 LEEBEX METALS PRIVATE LIMITED |  | ABB
1SYN426019R001A | IN-10026019.A.5 | 4TUA120215P0014 | XT5 Terminal Adapter | 0 | 0 | 0 | 0 | 0 | 0 | 0 | 1100112395 LEEBEX METALS PRIVATE LIMITED |  | ABB
1SYN126019R001A | IN-10026019.A.1 | 4TUA120215P0021 | T5 Terminal Adapter | 0 | 0 | 0 | 0 | 0 | 0 | 0 | 1100112395 LEEBEX METALS PRIVATE LIMITED |  | ABB
1SYN226019R001A | IN-10026019.A.2 | 4TUA120215P0021 | T5 Terminal Adapter | 0 | 0 | 0 | 0 | 0 | 0 | 0 | 1100112395 LEEBEX METALS PRIVATE LIMITED |  | ABB
1SYN226019R002A | IN-10026019.A.3 | 4TUA120215P0021 | T5 Terminal Adapter | 2 | 0 | 0 | 0 | 0 | 2 | 0 | 1100112395 LEEBEX METALS PRIVATE LIMITED |  | ABB
1SYN426019R001A | IN-10026019.A.5 | 4TUA120215P0021 | T5 Terminal Adapter | 0 | 0 | 0 | 0 | 0 | 0 | 0 | 1100112395 LEEBEX METALS PRIVATE LIMITED |  | ABB
1SYN126019R001A | IN-10026019.A.1 | 4TUA120215P0022 | XT5 Terminal Adapter | 0 | 0 | 0 | 0 | 0 | 0 | 0 | 1100112395 LEEBEX METALS PRIVATE LIMITED |  | ABB
1SYN226019R001A | IN-10026019.A.2 | 4TUA120215P0022 | XT5 Terminal Adapter | 0 | 0 | 0 | 0 | 0 | 0 | 0 | 1100112395 LEEBEX METALS PRIVATE LIMITED |  | ABB
1SYN226019R002A | IN-10026019.A.3 | 4TUA120215P0022 | XT5 Terminal Adapter | 2 | 0 | 0 | 0 | 0 | 2 | 0 | 1100112395 LEEBEX METALS PRIVATE LIMITED |  | ABB
1SYN426019R001A | IN-10026019.A.5 | 4TUA120215P0022 | XT5 Terminal Adapter | 0 | 0 | 0 | 0 | 0 | 0 | 0 | 1100112395 LEEBEX METALS PRIVATE LIMITED |  | ABB
1SYN126019R001A | IN-10026019.A.1 | 4TUA120215P0023 | XT5 Terminal Adapter | 0 | 0 | 0 | 0 | 0 | 0 | 0 | 1100112395 LEEBEX METALS PRIVATE LIMITED |  | ABB
1SYN226019R001A | IN-10026019.A.2 | 4TUA120215P0023 | XT5 Terminal Adapter | 0 | 0 | 0 | 0 | 0 | 0 | 0 | 1100112395 LEEBEX METALS PRIVATE LIMITED |  | ABB
1SYN226019R002A | IN-10026019.A.3 | 4TUA120215P0023 | XT5 Terminal Adapter | 2 | 0 | 0 | 0 | 0 | 2 | 0 | 1100112395 LEEBEX METALS PRIVATE LIMITED |  | ABB
1SYN426019R001A | IN-10026019.A.5 | 4TUA120215P0023 | XT5 Terminal Adapter | 0 | 0 | 0 | 0 | 0 | 0 | 0 | 1100112395 LEEBEX METALS PRIVATE LIMITED |  | ABB
1SYN126019R001A | IN-10026019.A.1 | 4TUA120215P0024 | XT5 Terminal Adapter | 0 | 0 | 0 | 0 | 0 | 0 | 0 | 1100112395 LEEBEX METALS PRIVATE LIMITED |  | ABB
1SYN226019R001A | IN-10026019.A.2 | 4TUA120215P0024 | XT5 Terminal Adapter | 0 | 0 | 0 | 0 | 0 | 0 | 0 | 1100112395 LEEBEX METALS PRIVATE LIMITED |  | ABB
1SYN226019R002A | IN-10026019.A.3 | 4TUA120215P0024 | XT5 Terminal Adapter | 2 | 0 | 0 | 0 | 0 | 2 | 0 | 1100112395 LEEBEX METALS PRIVATE LIMITED |  | ABB
1SYN426019R001A | IN-10026019.A.5 | 4TUA120215P0024 | XT5 Terminal Adapter | 0 | 0 | 0 | 0 | 0 | 0 | 0 | 1100112395 LEEBEX METALS PRIVATE LIMITED |  | ABB
1SYN126019R001A | IN-10026019.A.1 | 4TUA149010P0001 | Partition Wall Screen Bottom | 0 | 0 | 0 | 0 | 0 | 0 | 0 |  |  | Vendor Scope
1SYN226019R001A | IN-10026019.A.2 | 4TUA149010P0001 | Partition Wall Screen Bottom | 0 | 0 | 0 | 0 | 0 | 0 | 0 |  |  | Vendor Scope
1SYN226019R002A | IN-10026019.A.3 | 4TUA149010P0001 | Partition Wall Screen Bottom | 2 | 0 | 0 | 0 | 0 | 2 | 0 |  |  | Vendor Scope
1SYN426019R001A | IN-10026019.A.5 | 4TUA149010P0001 | Partition Wall Screen Bottom | 0 | 0 | 0 | 0 | 0 | 0 | 0 |  |  | Vendor Scope
1SYN126019R001A | IN-10026019.A.1 | 4TUA149012P0001 | Phase sep. Bracket | 0 | 0 | 0 | 0 | 0 | 0 | 0 |  |  | Vendor Scope
1SYN226019R001A | IN-10026019.A.2 | 4TUA149012P0001 | Phase sep. Bracket | 0 | 0 | 0 | 0 | 0 | 0 | 0 |  |  | Vendor Scope
1SYN226019R002A | IN-10026019.A.3 | 4TUA149012P0001 | Phase sep. Bracket | 6 | 0 | 0 | 0 | 0 | 6 | 0 |  |  | Vendor Scope
1SYN426019R001A | IN-10026019.A.5 | 4TUA149012P0001 | Phase sep. Bracket | 0 | 0 | 0 | 0 | 0 | 0 | 0 |  |  | Vendor Scope
1SYN126019R001A | IN-10026019.A.1 | 4TUA149013P0001 | Phase sep. Plate - XT5_400 WD | 0 | 0 | 0 | 0 | 0 | 0 | 0 |  |  | Vendor Scope
1SYN226019R001A | IN-10026019.A.2 | 4TUA149013P0001 | Phase sep. Plate - XT5_400 WD | 0 | 0 | 0 | 0 | 0 | 0 | 0 |  |  | Vendor Scope
1SYN226019R002A | IN-10026019.A.3 | 4TUA149013P0001 | Phase sep. Plate - XT5_400 WD | 3 | 0 | 0 | 0 | 0 | 3 | 0 |  |  | Vendor Scope
1SYN426019R001A | IN-10026019.A.5 | 4TUA149013P0001 | Phase sep. Plate - XT5_400 WD | 0 | 0 | 0 | 0 | 0 | 0 | 0 |  |  | Vendor Scope
1SYN126019R001A | IN-10026019.A.1 | 4TUA151000P0002 | POST INSULATOR 40X46 M10 | 6 | 0 | 0 | 0 | 0 | 6 | 0 | 1800000327 ABB s.r.o. ELSYNN |  | ABB
1SYN226019R001A | IN-10026019.A.2 | 4TUA151000P0002 | POST INSULATOR 40X46 M10 | 0 | 0 | 0 | 0 | 0 | 0 | 0 | 1800000327 ABB s.r.o. ELSYNN |  | ABB
1SYN226019R002A | IN-10026019.A.3 | 4TUA151000P0002 | POST INSULATOR 40X46 M10 | 0 | 0 | 0 | 0 | 0 | 0 | 0 | 1800000327 ABB s.r.o. ELSYNN |  | ABB
1SYN426019R001A | IN-10026019.A.5 | 4TUA151000P0002 | POST INSULATOR 40X46 M10 | 0 | 0 | 0 | 0 | 0 | 0 | 0 | 1800000327 ABB s.r.o. ELSYNN |  | ABB
1SYN126019R001A | IN-10026019.A.1 | 4TUA151000P0003 | POST INSULATOR 60X60 M16 | 0 | 0 | 0 | 0 | 0 | 0 | 0 | 1800000327 ABB s.r.o. ELSYNN |  | ABB
1SYN226019R001A | IN-10026019.A.2 | 4TUA151000P0003 | POST INSULATOR 60X60 M16 | 1 | 0 | 0 | 0 | 0 | 1 | 0 | 1800000327 ABB s.r.o. ELSYNN |  | ABB
1SYN226019R002A | IN-10026019.A.3 | 4TUA151000P0003 | POST INSULATOR 60X60 M16 | 0 | 0 | 0 | 0 | 0 | 0 | 0 | 1800000327 ABB s.r.o. ELSYNN |  | ABB
1SYN426019R001A | IN-10026019.A.5 | 4TUA151000P0003 | POST INSULATOR 60X60 M16 | 0 | 0 | 0 | 0 | 0 | 0 | 0 | 1800000327 ABB s.r.o. ELSYNN |  | ABB
1SYN126019R001A | IN-10026019.A.1 | 4TUA151022P1002 | Support stripe | 0 | 0 | 0 | 0 | 0 | 0 | 0 |  |  | Vendor Scope
1SYN226019R001A | IN-10026019.A.2 | 4TUA151022P1002 | Support stripe | 0 | 0 | 0 | 0 | 0 | 0 | 0 |  |  | Vendor Scope
1SYN226019R002A | IN-10026019.A.3 | 4TUA151022P1002 | Support stripe | 1 | 0 | 0 | 0 | 0 | 1 | 0 |  |  | Vendor Scope
1SYN426019R001A | IN-10026019.A.5 | 4TUA151022P1002 | Support stripe | 0 | 0 | 0 | 0 | 0 | 0 | 0 |  |  | Vendor Scope
1SYN126019R001A | IN-10026019.A.1 | 4TUA151022P1003 | Support stripe | 0 | 0 | 0 | 0 | 0 | 0 | 0 |  |  | Vendor Scope
1SYN226019R001A | IN-10026019.A.2 | 4TUA151022P1003 | Support stripe | 0 | 0 | 0 | 0 | 0 | 0 | 0 |  |  | Vendor Scope
1SYN226019R002A | IN-10026019.A.3 | 4TUA151022P1003 | Support stripe | 1 | 0 | 0 | 0 | 0 | 1 | 0 |  |  | Vendor Scope
1SYN426019R001A | IN-10026019.A.5 | 4TUA151022P1003 | Support stripe | 0 | 0 | 0 | 0 | 0 | 0 | 0 |  |  | Vendor Scope
1SYN126019R001A | IN-10026019.A.1 | 4TUA151022P1004 | Support stripe | 0 | 0 | 0 | 0 | 0 | 0 | 0 |  |  | Vendor Scope
1SYN226019R001A | IN-10026019.A.2 | 4TUA151022P1004 | Support stripe | 0 | 0 | 0 | 0 | 0 | 0 | 0 |  |  | Vendor Scope
1SYN226019R002A | IN-10026019.A.3 | 4TUA151022P1004 | Support stripe | 2 | 0 | 0 | 0 | 0 | 2 | 0 |  |  | Vendor Scope
1SYN426019R001A | IN-10026019.A.5 | 4TUA151022P1004 | Support stripe | 0 | 0 | 0 | 0 | 0 | 0 | 0 |  |  | Vendor Scope
1SYN126019R001A | IN-10026019.A.1 | 9ABA139-8 | Retaining washer f. shaft D:5 | 3 | 0 | 0 | 0 | 0 | 3 | 0 | INHN EPDS-LV Systems, Bangalore |  | ABB
1SYN226019R001A | IN-10026019.A.2 | 9ABA139-8 | Retaining washer f. shaft D:5 | 0 | 0 | 0 | 0 | 0 | 0 | 0 | INHN EPDS-LV Systems, Bangalore |  | ABB
1SYN226019R002A | IN-10026019.A.3 | 9ABA139-8 | Retaining washer f. shaft D:5 | 0 | 0 | 0 | 0 | 0 | 0 | 0 | INHN EPDS-LV Systems, Bangalore |  | ABB
1SYN426019R001A | IN-10026019.A.5 | 9ABA139-8 | Retaining washer f. shaft D:5 | 0 | 0 | 0 | 0 | 0 | 0 | 0 | INHN EPDS-LV Systems, Bangalore |  | ABB
1SYN126019R001A | IN-10026019.A.1 | 9ABA450016P0227 | HEX-S-SCR_ISO4762_M8X160/-8.8/ZNBL-C6F | 12 | 0 | 0 | 0 | 0 | 12 | 0 |  |  | Vendor Scope
1SYN226019R001A | IN-10026019.A.2 | 9ABA450016P0227 | HEX-S-SCR_ISO4762_M8X160/-8.8/ZNBL-C6F | 0 | 0 | 0 | 0 | 0 | 0 | 0 |  |  | Vendor Scope
1SYN226019R002A | IN-10026019.A.3 | 9ABA450016P0227 | HEX-S-SCR_ISO4762_M8X160/-8.8/ZNBL-C6F | 0 | 0 | 0 | 0 | 0 | 0 | 0 |  |  | Vendor Scope
1SYN426019R001A | IN-10026019.A.5 | 9ABA450016P0227 | HEX-S-SCR_ISO4762_M8X160/-8.8/ZNBL-C6F | 0 | 0 | 0 | 0 | 0 | 0 | 0 |  |  | Vendor Scope
1SYN126019R001A | IN-10026019.A.1 | 9ABA450017P0159 | SCREW_ISO4762_M6x20-8.8/A3K | 40 | 0 | 0 | 0 | 0 | 40 | 0 |  |  | Vendor Scope
1SYN226019R001A | IN-10026019.A.2 | 9ABA450017P0159 | SCREW_ISO4762_M6x20-8.8/A3K | 0 | 0 | 0 | 0 | 0 | 0 | 0 |  |  | Vendor Scope
1SYN226019R002A | IN-10026019.A.3 | 9ABA450017P0159 | SCREW_ISO4762_M6x20-8.8/A3K | 0 | 0 | 0 | 0 | 0 | 0 | 0 |  |  | Vendor Scope
1SYN426019R001A | IN-10026019.A.5 | 9ABA450017P0159 | SCREW_ISO4762_M6x20-8.8/A3K | 0 | 0 | 0 | 0 | 0 | 0 | 0 |  |  | Vendor Scope
1SYN126019R001A | IN-10026019.A.1 | 9ABA450017P0171 | SCREW_ISO4762_M6x16-8.8/A3K | 176 | 0 | 0 | 0 | 0 | 176 | 0 |  |  | Vendor Scope
1SYN226019R001A | IN-10026019.A.2 | 9ABA450017P0171 | SCREW_ISO4762_M6x16-8.8/A3K | 96 | 0 | 0 | 0 | 0 | 96 | 0 |  |  | Vendor Scope
1SYN226019R002A | IN-10026019.A.3 | 9ABA450017P0171 | SCREW_ISO4762_M6x16-8.8/A3K | 24 | 0 | 0 | 0 | 0 | 24 | 0 |  |  | Vendor Scope
1SYN426019R001A | IN-10026019.A.5 | 9ABA450017P0171 | SCREW_ISO4762_M6x16-8.8/A3K | 0 | 0 | 0 | 0 | 0 | 0 | 0 |  |  | Vendor Scope
1SYN126019R001A | IN-10026019.A.1 | 9ABA450017P0209 | HEX-S-SCR_ISO4762_M8X20-8.8/ZNBLC6F | 490 | 0 | 0 | 0 | 0 | 490 | 0 |  |  | Vendor Scope
1SYN226019R001A | IN-10026019.A.2 | 9ABA450017P0209 | HEX-S-SCR_ISO4762_M8X20-8.8/ZNBLC6F | 0 | 0 | 0 | 0 | 0 | 0 | 0 |  |  | Vendor Scope
1SYN226019R002A | IN-10026019.A.3 | 9ABA450017P0209 | HEX-S-SCR_ISO4762_M8X20-8.8/ZNBLC6F | 0 | 0 | 0 | 0 | 0 | 0 | 0 |  |  | Vendor Scope
1SYN426019R001A | IN-10026019.A.5 | 9ABA450017P0209 | HEX-S-SCR_ISO4762_M8X20-8.8/ZNBLC6F | 0 | 0 | 0 | 0 | 0 | 0 | 0 |  |  | Vendor Scope
1SYN126019R001A | IN-10026019.A.1 | 9ABA450017P0211 | HEX-S-SCR_ISO4762_M8X25-8.8/ZNBLC6F | 168 | 0 | 0 | 0 | 0 | 168 | 0 |  |  | Vendor Scope
1SYN226019R001A | IN-10026019.A.2 | 9ABA450017P0211 | HEX-S-SCR_ISO4762_M8X25-8.8/ZNBLC6F | 90 | 0 | 0 | 0 | 0 | 90 | 0 |  |  | Vendor Scope
1SYN226019R002A | IN-10026019.A.3 | 9ABA450017P0211 | HEX-S-SCR_ISO4762_M8X25-8.8/ZNBLC6F | 8 | 0 | 0 | 0 | 0 | 8 | 0 |  |  | Vendor Scope
1SYN426019R001A | IN-10026019.A.5 | 9ABA450017P0211 | HEX-S-SCR_ISO4762_M8X25-8.8/ZNBLC6F | 0 | 0 | 0 | 0 | 0 | 0 | 0 |  |  | Vendor Scope
1SYN126019R001A | IN-10026019.A.1 | 9ABA450017P0213 | HEX-S-SCR_ISO4762_M8X30-8.8/ZNBLC6F | 64 | 0 | 0 | 0 | 0 | 64 | 0 |  |  | Vendor Scope
1SYN226019R001A | IN-10026019.A.2 | 9ABA450017P0213 | HEX-S-SCR_ISO4762_M8X30-8.8/ZNBLC6F | 0 | 0 | 0 | 0 | 0 | 0 | 0 |  |  | Vendor Scope
1SYN226019R002A | IN-10026019.A.3 | 9ABA450017P0213 | HEX-S-SCR_ISO4762_M8X30-8.8/ZNBLC6F | 0 | 0 | 0 | 0 | 0 | 0 | 0 |  |  | Vendor Scope
1SYN426019R001A | IN-10026019.A.5 | 9ABA450017P0213 | HEX-S-SCR_ISO4762_M8X30-8.8/ZNBLC6F | 0 | 0 | 0 | 0 | 0 | 0 | 0 |  |  | Vendor Scope
1SYN126019R001A | IN-10026019.A.1 | 9ABA450017P0214 | HEX-S-SCR_ISO4762_M8X35-8.8/ZNBLC6F | 16 | 0 | 0 | 0 | 0 | 16 | 0 |  |  | Vendor Scope
1SYN226019R001A | IN-10026019.A.2 | 9ABA450017P0214 | HEX-S-SCR_ISO4762_M8X35-8.8/ZNBLC6F | 0 | 0 | 0 | 0 | 0 | 0 | 0 |  |  | Vendor Scope
1SYN226019R002A | IN-10026019.A.3 | 9ABA450017P0214 | HEX-S-SCR_ISO4762_M8X35-8.8/ZNBLC6F | 0 | 0 | 0 | 0 | 0 | 0 | 0 |  |  | Vendor Scope
1SYN426019R001A | IN-10026019.A.5 | 9ABA450017P0214 | HEX-S-SCR_ISO4762_M8X35-8.8/ZNBLC6F | 0 | 0 | 0 | 0 | 0 | 0 | 0 |  |  | Vendor Scope
1SYN126019R001A | IN-10026019.A.1 | 9ABA450017P0261 | SCREW_ISO4762_M10x25-8.8/A3K | 32 | 0 | 0 | 0 | 0 | 32 | 0 |  |  | Vendor Scope
1SYN226019R001A | IN-10026019.A.2 | 9ABA450017P0261 | SCREW_ISO4762_M10x25-8.8/A3K | 0 | 0 | 0 | 0 | 0 | 0 | 0 |  |  | Vendor Scope
1SYN226019R002A | IN-10026019.A.3 | 9ABA450017P0261 | SCREW_ISO4762_M10x25-8.8/A3K | 0 | 0 | 0 | 0 | 0 | 0 | 0 |  |  | Vendor Scope
1SYN426019R001A | IN-10026019.A.5 | 9ABA450017P0261 | SCREW_ISO4762_M10x25-8.8/A3K | 0 | 0 | 0 | 0 | 0 | 0 | 0 |  |  | Vendor Scope
1SYN126019R001A | IN-10026019.A.1 | 9ABA450017P0264 | SCREW_ISO4762_M10x35-8.8/A3K | 32 | 0 | 0 | 0 | 0 | 32 | 0 |  |  | Vendor Scope
1SYN226019R001A | IN-10026019.A.2 | 9ABA450017P0264 | SCREW_ISO4762_M10x35-8.8/A3K | 0 | 0 | 0 | 0 | 0 | 0 | 0 |  |  | Vendor Scope
1SYN226019R002A | IN-10026019.A.3 | 9ABA450017P0264 | SCREW_ISO4762_M10x35-8.8/A3K | 0 | 0 | 0 | 0 | 0 | 0 | 0 |  |  | Vendor Scope
1SYN426019R001A | IN-10026019.A.5 | 9ABA450017P0264 | SCREW_ISO4762_M10x35-8.8/A3K | 0 | 0 | 0 | 0 | 0 | 0 | 0 |  |  | Vendor Scope
1SYN126019R001A | IN-10026019.A.1 | 9ABA450017P0265 | HEX-S-SCR_ISO4762_M10X40-8.8/ZNBLC6F | 72 | 0 | 0 | 0 | 0 | 72 | 0 |  |  | Vendor Scope
1SYN226019R001A | IN-10026019.A.2 | 9ABA450017P0265 | HEX-S-SCR_ISO4762_M10X40-8.8/ZNBLC6F | 0 | 0 | 0 | 0 | 0 | 0 | 0 |  |  | Vendor Scope
1SYN226019R002A | IN-10026019.A.3 | 9ABA450017P0265 | HEX-S-SCR_ISO4762_M10X40-8.8/ZNBLC6F | 0 | 0 | 0 | 0 | 0 | 0 | 0 |  |  | Vendor Scope
1SYN426019R001A | IN-10026019.A.5 | 9ABA450017P0265 | HEX-S-SCR_ISO4762_M10X40-8.8/ZNBLC6F | 0 | 0 | 0 | 0 | 0 | 0 | 0 |  |  | Vendor Scope
1SYN126019R001A | IN-10026019.A.1 | 9ABA450023P0257 | SCREW_ISO4017_M6x12-8.8/A3K | 538 | 0 | 0 | 0 | 0 | 538 | 0 |  |  | Vendor Scope
1SYN226019R001A | IN-10026019.A.2 | 9ABA450023P0257 | SCREW_ISO4017_M6x12-8.8/A3K | 240 | 0 | 0 | 0 | 0 | 240 | 0 |  |  | Vendor Scope
1SYN226019R002A | IN-10026019.A.3 | 9ABA450023P0257 | SCREW_ISO4017_M6x12-8.8/A3K | 0 | 0 | 0 | 0 | 0 | 0 | 0 |  |  | Vendor Scope
1SYN426019R001A | IN-10026019.A.5 | 9ABA450023P0257 | SCREW_ISO4017_M6x12-8.8/A3K | 0 | 0 | 0 | 0 | 0 | 0 | 0 |  |  | Vendor Scope
1SYN126019R001A | IN-10026019.A.1 | 9ABA450023P0462 | HEX-HD-SCR_ISO4017_M16x 30-8.8/ZNBL-C6F | 52 | 0 | 0 | 0 | 0 | 52 | 0 |  |  | Vendor Scope
1SYN226019R001A | IN-10026019.A.2 | 9ABA450023P0462 | HEX-HD-SCR_ISO4017_M16x 30-8.8/ZNBL-C6F | 24 | 0 | 0 | 0 | 0 | 24 | 0 |  |  | Vendor Scope
1SYN226019R002A | IN-10026019.A.3 | 9ABA450023P0462 | HEX-HD-SCR_ISO4017_M16x 30-8.8/ZNBL-C6F | 12 | 0 | 0 | 0 | 0 | 12 | 0 |  |  | Vendor Scope
1SYN426019R001A | IN-10026019.A.5 | 9ABA450023P0462 | HEX-HD-SCR_ISO4017_M16x 30-8.8/ZNBL-C6F | 0 | 0 | 0 | 0 | 0 | 0 | 0 |  |  | Vendor Scope
1SYN126019R001A | IN-10026019.A.1 | 9ABA450023P0463 | HEX-HD-SCR_ISO4017_M16x 35-8.8/ZNBL-C6F | 0 | 0 | 0 | 0 | 0 | 0 | 0 |  |  | Vendor Scope
1SYN226019R001A | IN-10026019.A.2 | 9ABA450023P0463 | HEX-HD-SCR_ISO4017_M16x 35-8.8/ZNBL-C6F | 2 | 0 | 0 | 0 | 0 | 2 | 0 |  |  | Vendor Scope
1SYN226019R002A | IN-10026019.A.3 | 9ABA450023P0463 | HEX-HD-SCR_ISO4017_M16x 35-8.8/ZNBL-C6F | 0 | 0 | 0 | 0 | 0 | 0 | 0 |  |  | Vendor Scope
1SYN426019R001A | IN-10026019.A.5 | 9ABA450023P0463 | HEX-HD-SCR_ISO4017_M16x 35-8.8/ZNBL-C6F | 0 | 0 | 0 | 0 | 0 | 0 | 0 |  |  | Vendor Scope
1SYN126019R001A | IN-10026019.A.1 | 9ABA450025P5012 | MS M4 Hexa nut | 135 | 0 | 0 | 0 | 0 | 135 | 0 |  |  | Vendor Scope
1SYN226019R001A | IN-10026019.A.2 | 9ABA450025P5012 | MS M4 Hexa nut | 36 | 0 | 0 | 0 | 0 | 36 | 0 |  |  | Vendor Scope
1SYN226019R002A | IN-10026019.A.3 | 9ABA450025P5012 | MS M4 Hexa nut | 0 | 0 | 0 | 0 | 0 | 0 | 0 |  |  | Vendor Scope
1SYN426019R001A | IN-10026019.A.5 | 9ABA450025P5012 | MS M4 Hexa nut | 0 | 0 | 0 | 0 | 0 | 0 | 0 |  |  | Vendor Scope
1SYN126019R001A | IN-10026019.A.1 | 9ABA450025P5014 | NUT_ISO4032_M5-8/A3K | 25 | 0 | 0 | 0 | 0 | 25 | 0 |  |  | Vendor Scope
1SYN226019R001A | IN-10026019.A.2 | 9ABA450025P5014 | NUT_ISO4032_M5-8/A3K | 6 | 0 | 0 | 0 | 0 | 6 | 0 |  |  | Vendor Scope
1SYN226019R002A | IN-10026019.A.3 | 9ABA450025P5014 | NUT_ISO4032_M5-8/A3K | 0 | 0 | 0 | 0 | 0 | 0 | 0 |  |  | Vendor Scope
1SYN426019R001A | IN-10026019.A.5 | 9ABA450025P5014 | NUT_ISO4032_M5-8/A3K | 0 | 0 | 0 | 0 | 0 | 0 | 0 |  |  | Vendor Scope
1SYN126019R001A | IN-10026019.A.1 | 9ABA450025P5016 | NUT_ISO4032_M6-8/A3K | 544 | 0 | 0 | 0 | 0 | 544 | 0 |  |  | Vendor Scope
1SYN226019R001A | IN-10026019.A.2 | 9ABA450025P5016 | NUT_ISO4032_M6-8/A3K | 240 | 0 | 0 | 0 | 0 | 240 | 0 |  |  | Vendor Scope
1SYN226019R002A | IN-10026019.A.3 | 9ABA450025P5016 | NUT_ISO4032_M6-8/A3K | 0 | 0 | 0 | 0 | 0 | 0 | 0 |  |  | Vendor Scope
1SYN426019R001A | IN-10026019.A.5 | 9ABA450025P5016 | NUT_ISO4032_M6-8/A3K | 0 | 0 | 0 | 0 | 0 | 0 | 0 |  |  | Vendor Scope
1SYN126019R001A | IN-10026019.A.1 | 9ABA450025P5018 | MS Hex Nut M8,Class 8 | 575 | 0 | 0 | 0 | 0 | 575 | 0 |  |  | Vendor Scope
1SYN226019R001A | IN-10026019.A.2 | 9ABA450025P5018 | MS Hex Nut M8,Class 8 | 157 | 0 | 0 | 0 | 0 | 157 | 0 |  |  | Vendor Scope
1SYN226019R002A | IN-10026019.A.3 | 9ABA450025P5018 | MS Hex Nut M8,Class 8 | 72 | 0 | 0 | 0 | 0 | 72 | 0 |  |  | Vendor Scope
1SYN426019R001A | IN-10026019.A.5 | 9ABA450025P5018 | MS Hex Nut M8,Class 8 | 0 | 0 | 0 | 0 | 0 | 0 | 0 |  |  | Vendor Scope
1SYN126019R001A | IN-10026019.A.1 | 9ABA450025P5020 | NUT_ISO4032_M10-8/ZNBLC6F | 478 | 0 | 0 | 0 | 0 | 478 | 0 |  |  | Vendor Scope
1SYN226019R001A | IN-10026019.A.2 | 9ABA450025P5020 | NUT_ISO4032_M10-8/ZNBLC6F | 126 | 0 | 0 | 0 | 0 | 126 | 0 |  |  | Vendor Scope
1SYN226019R002A | IN-10026019.A.3 | 9ABA450025P5020 | NUT_ISO4032_M10-8/ZNBLC6F | 24 | 0 | 0 | 0 | 0 | 24 | 0 |  |  | Vendor Scope
1SYN426019R001A | IN-10026019.A.5 | 9ABA450025P5020 | NUT_ISO4032_M10-8/ZNBLC6F | 0 | 0 | 0 | 0 | 0 | 0 | 0 |  |  | Vendor Scope
1SYN126019R001A | IN-10026019.A.1 | 9ABA450025P5022 | NUT_ISO4032_M12-8/A3K | 1504 | 0 | 0 | 0 | 0 | 1504 | 0 |  |  | Vendor Scope
1SYN226019R001A | IN-10026019.A.2 | 9ABA450025P5022 | NUT_ISO4032_M12-8/A3K | 188 | 0 | 0 | 0 | 0 | 188 | 0 |  |  | Vendor Scope
1SYN226019R002A | IN-10026019.A.3 | 9ABA450025P5022 | NUT_ISO4032_M12-8/A3K | 0 | 0 | 0 | 0 | 0 | 0 | 0 |  |  | Vendor Scope
1SYN426019R001A | IN-10026019.A.5 | 9ABA450025P5022 | NUT_ISO4032_M12-8/A3K | 0 | 0 | 0 | 0 | 0 | 0 | 0 |  |  | Vendor Scope
1SYN126019R001A | IN-10026019.A.1 | 9ABA450034P0553 | SSCR-COPT_ISO4027_M4X8-45H/ZNBLC6F | 3 | 0 | 0 | 0 | 0 | 3 | 0 |  |  | Vendor Scope
1SYN226019R001A | IN-10026019.A.2 | 9ABA450034P0553 | SSCR-COPT_ISO4027_M4X8-45H/ZNBLC6F | 0 | 0 | 0 | 0 | 0 | 0 | 0 |  |  | Vendor Scope
1SYN226019R002A | IN-10026019.A.3 | 9ABA450034P0553 | SSCR-COPT_ISO4027_M4X8-45H/ZNBLC6F | 0 | 0 | 0 | 0 | 0 | 0 | 0 |  |  | Vendor Scope
1SYN426019R001A | IN-10026019.A.5 | 9ABA450034P0553 | SSCR-COPT_ISO4027_M4X8-45H/ZNBLC6F | 0 | 0 | 0 | 0 | 0 | 0 | 0 |  |  | Vendor Scope
1SYN126019R001A | IN-10026019.A.1 | 9ABA450035P3107 | PLAIN WASHER ISO7093-1 6,4X18X1,6-ST/ZNB | 0 | 0 | 0 | 0 | 0 | 0 | 0 |  |  | Vendor Scope
1SYN226019R001A | IN-10026019.A.2 | 9ABA450035P3107 | PLAIN WASHER ISO7093-1 6,4X18X1,6-ST/ZNB | 0 | 0 | 0 | 0 | 0 | 0 | 0 |  |  | Vendor Scope
1SYN226019R002A | IN-10026019.A.3 | 9ABA450035P3107 | PLAIN WASHER ISO7093-1 6,4X18X1,6-ST/ZNB | 20 | 0 | 0 | 0 | 0 | 20 | 0 |  |  | Vendor Scope
1SYN426019R001A | IN-10026019.A.5 | 9ABA450035P3107 | PLAIN WASHER ISO7093-1 6,4X18X1,6-ST/ZNB | 0 | 0 | 0 | 0 | 0 | 0 | 0 |  |  | Vendor Scope
1SYN126019R001A | IN-10026019.A.1 | 9ABA450035P3109 | WASHER:A LS 8,4/24X2-ST/ZCBL-CR6FR | 0 | 0 | 0 | 0 | 0 | 0 | 0 |  |  | Vendor Scope
1SYN226019R001A | IN-10026019.A.2 | 9ABA450035P3109 | WASHER:A LS 8,4/24X2-ST/ZCBL-CR6FR | 0 | 0 | 0 | 0 | 0 | 0 | 0 |  |  | Vendor Scope
1SYN226019R002A | IN-10026019.A.3 | 9ABA450035P3109 | WASHER:A LS 8,4/24X2-ST/ZCBL-CR6FR | 56 | 0 | 0 | 0 | 0 | 56 | 0 |  |  | Vendor Scope
1SYN426019R001A | IN-10026019.A.5 | 9ABA450035P3109 | WASHER:A LS 8,4/24X2-ST/ZCBL-CR6FR | 0 | 0 | 0 | 0 | 0 | 0 | 0 |  |  | Vendor Scope
1SYN126019R001A | IN-10026019.A.1 | 9ABA450036P6107 | WASHER:WOB ISO7089 6,4/12X1,6-ST/ZNBLC6F | 0 | 0 | 0 | 0 | 0 | 0 | 0 |  |  | Vendor Scope
1SYN226019R001A | IN-10026019.A.2 | 9ABA450036P6107 | WASHER:WOB ISO7089 6,4/12X1,6-ST/ZNBLC6F | 0 | 0 | 0 | 0 | 0 | 0 | 0 |  |  | Vendor Scope
1SYN226019R002A | IN-10026019.A.3 | 9ABA450036P6107 | WASHER:WOB ISO7089 6,4/12X1,6-ST/ZNBLC6F | 56 | 0 | 0 | 0 | 0 | 56 | 0 |  |  | Vendor Scope
1SYN426019R001A | IN-10026019.A.5 | 9ABA450036P6107 | WASHER:WOB ISO7089 6,4/12X1,6-ST/ZNBLC6F | 0 | 0 | 0 | 0 | 0 | 0 | 0 |  |  | Vendor Scope
1SYN126019R001A | IN-10026019.A.1 | 9ABA450036P6109 | WASH-N_ISO7089_10/20X2-ST/ZNBLC6F | 0 | 0 | 0 | 0 | 0 | 0 | 0 |  |  | Vendor Scope
1SYN226019R001A | IN-10026019.A.2 | 9ABA450036P6109 | WASH-N_ISO7089_10/20X2-ST/ZNBLC6F | 0 | 0 | 0 | 0 | 0 | 0 | 0 |  |  | Vendor Scope
1SYN226019R002A | IN-10026019.A.3 | 9ABA450036P6109 | WASH-N_ISO7089_10/20X2-ST/ZNBLC6F | 16 | 0 | 0 | 0 | 0 | 16 | 0 |  |  | Vendor Scope
1SYN426019R001A | IN-10026019.A.5 | 9ABA450036P6109 | WASH-N_ISO7089_10/20X2-ST/ZNBLC6F | 0 | 0 | 0 | 0 | 0 | 0 | 0 |  |  | Vendor Scope
1SYN126019R001A | IN-10026019.A.1 | 9ABA450041P0107 | SSCR-FPT_ISO4026_M5X16-45H/ZNBLC6F | 3 | 0 | 0 | 0 | 0 | 3 | 0 |  |  | Vendor Scope
1SYN226019R001A | IN-10026019.A.2 | 9ABA450041P0107 | SSCR-FPT_ISO4026_M5X16-45H/ZNBLC6F | 0 | 0 | 0 | 0 | 0 | 0 | 0 |  |  | Vendor Scope
1SYN226019R002A | IN-10026019.A.3 | 9ABA450041P0107 | SSCR-FPT_ISO4026_M5X16-45H/ZNBLC6F | 0 | 0 | 0 | 0 | 0 | 0 | 0 |  |  | Vendor Scope
1SYN426019R001A | IN-10026019.A.5 | 9ABA450041P0107 | SSCR-FPT_ISO4026_M5X16-45H/ZNBLC6F | 0 | 0 | 0 | 0 | 0 | 0 | 0 |  |  | Vendor Scope
1SYN126019R001A | IN-10026019.A.1 | 9ABA450081P0256 | SCR-HLBL-M_DIN7500_QE_M5X10-ST/ZNBLC6F | 264 | 0 | 0 | 0 | 0 | 264 | 0 |  |  | Vendor Scope
1SYN226019R001A | IN-10026019.A.2 | 9ABA450081P0256 | SCR-HLBL-M_DIN7500_QE_M5X10-ST/ZNBLC6F | 224 | 0 | 0 | 0 | 0 | 224 | 0 |  |  | Vendor Scope
1SYN226019R002A | IN-10026019.A.3 | 9ABA450081P0256 | SCR-HLBL-M_DIN7500_QE_M5X10-ST/ZNBLC6F | 92 | 0 | 0 | 0 | 0 | 92 | 0 |  |  | Vendor Scope
1SYN426019R001A | IN-10026019.A.5 | 9ABA450081P0256 | SCR-HLBL-M_DIN7500_QE_M5X10-ST/ZNBLC6F | 0 | 0 | 0 | 0 | 0 | 0 | 0 |  |  | Vendor Scope
1SYN126019R001A | IN-10026019.A.1 | 9ABA450081P0257 | SCR-HLBL-M_DIN7500_QE_M5X12-ST/ZNBLC6F | 66 | 0 | 0 | 0 | 0 | 66 | 0 |  |  | Vendor Scope
1SYN226019R001A | IN-10026019.A.2 | 9ABA450081P0257 | SCR-HLBL-M_DIN7500_QE_M5X12-ST/ZNBLC6F | 18 | 0 | 0 | 0 | 0 | 18 | 0 |  |  | Vendor Scope
1SYN226019R002A | IN-10026019.A.3 | 9ABA450081P0257 | SCR-HLBL-M_DIN7500_QE_M5X12-ST/ZNBLC6F | 10 | 0 | 0 | 0 | 0 | 10 | 0 |  |  | Vendor Scope
1SYN426019R001A | IN-10026019.A.5 | 9ABA450081P0257 | SCR-HLBL-M_DIN7500_QE_M5X12-ST/ZNBLC6F | 0 | 0 | 0 | 0 | 0 | 0 | 0 |  |  | Vendor Scope
1SYN126019R001A | IN-10026019.A.1 | 9ABA450081P0260 | SCR-HLBL-M_DIN7500_QE_M5X20-ST/ZNBLC6F | 22 | 0 | 0 | 0 | 0 | 22 | 0 |  |  | Vendor Scope
1SYN226019R001A | IN-10026019.A.2 | 9ABA450081P0260 | SCR-HLBL-M_DIN7500_QE_M5X20-ST/ZNBLC6F | 6 | 0 | 0 | 0 | 0 | 6 | 0 |  |  | Vendor Scope
1SYN226019R002A | IN-10026019.A.3 | 9ABA450081P0260 | SCR-HLBL-M_DIN7500_QE_M5X20-ST/ZNBLC6F | 0 | 0 | 0 | 0 | 0 | 0 | 0 |  |  | Vendor Scope
1SYN426019R001A | IN-10026019.A.5 | 9ABA450081P0260 | SCR-HLBL-M_DIN7500_QE_M5X20-ST/ZNBLC6F | 0 | 0 | 0 | 0 | 0 | 0 | 0 |  |  | Vendor Scope
1SYN126019R001A | IN-10026019.A.1 | 9ABA450081P0309 | SCR-HLBL-M_DIN7500_QE_M6X16-ST/ZNBLC6F | 0 | 0 | 0 | 0 | 0 | 0 | 0 |  |  | Vendor Scope
1SYN226019R001A | IN-10026019.A.2 | 9ABA450081P0309 | SCR-HLBL-M_DIN7500_QE_M6X16-ST/ZNBLC6F | 0 | 0 | 0 | 0 | 0 | 0 | 0 |  |  | Vendor Scope
1SYN226019R002A | IN-10026019.A.3 | 9ABA450081P0309 | SCR-HLBL-M_DIN7500_QE_M6X16-ST/ZNBLC6F | 2 | 0 | 0 | 0 | 0 | 2 | 0 |  |  | Vendor Scope
1SYN426019R001A | IN-10026019.A.5 | 9ABA450081P0309 | SCR-HLBL-M_DIN7500_QE_M6X16-ST/ZNBLC6F | 0 | 0 | 0 | 0 | 0 | 0 | 0 |  |  | Vendor Scope
1SYN126019R001A | IN-10026019.A.1 | 9ABA460287P0154 | SCR-HLBL-M_DIN7500_PE_M4X6-A2/PL | 168 | 0 | 0 | 0 | 0 | 168 | 0 |  |  | Vendor Scope
1SYN226019R001A | IN-10026019.A.2 | 9ABA460287P0154 | SCR-HLBL-M_DIN7500_PE_M4X6-A2/PL | 72 | 0 | 0 | 0 | 0 | 72 | 0 |  |  | Vendor Scope
1SYN226019R002A | IN-10026019.A.3 | 9ABA460287P0154 | SCR-HLBL-M_DIN7500_PE_M4X6-A2/PL | 0 | 0 | 0 | 0 | 0 | 0 | 0 |  |  | Vendor Scope
1SYN426019R001A | IN-10026019.A.5 | 9ABA460287P0154 | SCR-HLBL-M_DIN7500_PE_M4X6-A2/PL | 0 | 0 | 0 | 0 | 0 | 0 | 0 |  |  | Vendor Scope
1SYN126019R001A | IN-10026019.A.1 | 9ABA460287P0156 | SCR-HLBL-M_DIN7500_PE_M4X10-A2/PL | 104 | 0 | 0 | 0 | 0 | 104 | 0 |  |  | Vendor Scope
1SYN226019R001A | IN-10026019.A.2 | 9ABA460287P0156 | SCR-HLBL-M_DIN7500_PE_M4X10-A2/PL | 81 | 0 | 0 | 0 | 0 | 81 | 0 |  |  | Vendor Scope
1SYN226019R002A | IN-10026019.A.3 | 9ABA460287P0156 | SCR-HLBL-M_DIN7500_PE_M4X10-A2/PL | 6 | 0 | 0 | 0 | 0 | 6 | 0 |  |  | Vendor Scope
1SYN426019R001A | IN-10026019.A.5 | 9ABA460287P0156 | SCR-HLBL-M_DIN7500_PE_M4X10-A2/PL | 0 | 0 | 0 | 0 | 0 | 0 | 0 |  |  | Vendor Scope
1SYN126019R001A | IN-10026019.A.1 | 9ABA460287P0205 | SCR-HLBL-M_DIN7500_PE_M5X8-ST/ZNBLC6F | 168 | 0 | 0 | 0 | 0 | 168 | 0 |  |  | Vendor Scope
1SYN226019R001A | IN-10026019.A.2 | 9ABA460287P0205 | SCR-HLBL-M_DIN7500_PE_M5X8-ST/ZNBLC6F | 229 | 0 | 0 | 0 | 0 | 229 | 0 |  |  | Vendor Scope
1SYN226019R002A | IN-10026019.A.3 | 9ABA460287P0205 | SCR-HLBL-M_DIN7500_PE_M5X8-ST/ZNBLC6F | 70 | 0 | 0 | 0 | 0 | 70 | 0 |  |  | Vendor Scope
1SYN426019R001A | IN-10026019.A.5 | 9ABA460287P0205 | SCR-HLBL-M_DIN7500_PE_M5X8-ST/ZNBLC6F | 0 | 0 | 0 | 0 | 0 | 0 | 0 |  |  | Vendor Scope
1SYN126019R001A | IN-10026019.A.1 | 9ABA460287P0206 | SCR-HLBL-M_DIN7500_PE_M5X10-ST/ZNBLC6F | 678 | 0 | 0 | 0 | 0 | 678 | 0 |  |  | Vendor Scope
1SYN226019R001A | IN-10026019.A.2 | 9ABA460287P0206 | SCR-HLBL-M_DIN7500_PE_M5X10-ST/ZNBLC6F | 327 | 0 | 0 | 0 | 0 | 327 | 0 |  |  | Vendor Scope
1SYN226019R002A | IN-10026019.A.3 | 9ABA460287P0206 | SCR-HLBL-M_DIN7500_PE_M5X10-ST/ZNBLC6F | 116 | 0 | 0 | 0 | 0 | 116 | 0 |  |  | Vendor Scope
1SYN426019R001A | IN-10026019.A.5 | 9ABA460287P0206 | SCR-HLBL-M_DIN7500_PE_M5X10-ST/ZNBLC6F | 0 | 0 | 0 | 0 | 0 | 0 | 0 |  |  | Vendor Scope
1SYN126019R001A | IN-10026019.A.1 | 9ABA460287P0207 | SCR-HLBL-M_DIN7500_PE_M5X12-A2/PL | 48 | 0 | 0 | 0 | 0 | 48 | 0 |  |  | Vendor Scope
1SYN226019R001A | IN-10026019.A.2 | 9ABA460287P0207 | SCR-HLBL-M_DIN7500_PE_M5X12-A2/PL | 0 | 0 | 0 | 0 | 0 | 0 | 0 |  |  | Vendor Scope
1SYN226019R002A | IN-10026019.A.3 | 9ABA460287P0207 | SCR-HLBL-M_DIN7500_PE_M5X12-A2/PL | 0 | 0 | 0 | 0 | 0 | 0 | 0 |  |  | Vendor Scope
1SYN426019R001A | IN-10026019.A.5 | 9ABA460287P0207 | SCR-HLBL-M_DIN7500_PE_M5X12-A2/PL | 0 | 0 | 0 | 0 | 0 | 0 | 0 |  |  | Vendor Scope
1SYN126019R001A | IN-10026019.A.1 | 9ABA460287P0209 | SCR-HLBL-M_DIN7500_PE_M5X16-A2/PL | 20 | 0 | 0 | 0 | 0 | 20 | 0 |  |  | Vendor Scope
1SYN226019R001A | IN-10026019.A.2 | 9ABA460287P0209 | SCR-HLBL-M_DIN7500_PE_M5X16-A2/PL | 0 | 0 | 0 | 0 | 0 | 0 | 0 |  |  | Vendor Scope
1SYN226019R002A | IN-10026019.A.3 | 9ABA460287P0209 | SCR-HLBL-M_DIN7500_PE_M5X16-A2/PL | 14 | 0 | 0 | 0 | 0 | 14 | 0 |  |  | Vendor Scope
1SYN426019R001A | IN-10026019.A.5 | 9ABA460287P0209 | SCR-HLBL-M_DIN7500_PE_M5X16-A2/PL | 0 | 0 | 0 | 0 | 0 | 0 | 0 |  |  | Vendor Scope
1SYN126019R001A | IN-10026019.A.1 | 9ABA460287P0210 | SCR-HLBL-M_DIN7500_PE_M5X20-ST/ZNBLC6F | 301 | 0 | 0 | 0 | 0 | 301 | 0 |  |  | Vendor Scope
1SYN226019R001A | IN-10026019.A.2 | 9ABA460287P0210 | SCR-HLBL-M_DIN7500_PE_M5X20-ST/ZNBLC6F | 198 | 0 | 0 | 0 | 0 | 198 | 0 |  |  | Vendor Scope
1SYN226019R002A | IN-10026019.A.3 | 9ABA460287P0210 | SCR-HLBL-M_DIN7500_PE_M5X20-ST/ZNBLC6F | 81 | 0 | 0 | 0 | 0 | 81 | 0 |  |  | Vendor Scope
1SYN426019R001A | IN-10026019.A.5 | 9ABA460287P0210 | SCR-HLBL-M_DIN7500_PE_M5X20-ST/ZNBLC6F | 0 | 0 | 0 | 0 | 0 | 0 | 0 |  |  | Vendor Scope
1SYN126019R001A | IN-10026019.A.1 | 9ABA460287P0211 | TX PanHeadRoll-scr.M 5*25 ST-A2F-TX | 28 | 0 | 0 | 0 | 0 | 28 | 0 |  |  | Vendor Scope
1SYN226019R001A | IN-10026019.A.2 | 9ABA460287P0211 | TX PanHeadRoll-scr.M 5*25 ST-A2F-TX | 0 | 0 | 0 | 0 | 0 | 0 | 0 |  |  | Vendor Scope
1SYN226019R002A | IN-10026019.A.3 | 9ABA460287P0211 | TX PanHeadRoll-scr.M 5*25 ST-A2F-TX | 1 | 0 | 0 | 0 | 0 | 1 | 0 |  |  | Vendor Scope
1SYN426019R001A | IN-10026019.A.5 | 9ABA460287P0211 | TX PanHeadRoll-scr.M 5*25 ST-A2F-TX | 0 | 0 | 0 | 0 | 0 | 0 | 0 |  |  | Vendor Scope
1SYN126019R001A | IN-10026019.A.1 | 9ABA460287P0255 | SCR-HLBL-M_DIN7500_PE_M6X8-ST/ZNBLC6F | 88 | 0 | 0 | 0 | 0 | 88 | 0 |  |  | Vendor Scope
1SYN226019R001A | IN-10026019.A.2 | 9ABA460287P0255 | SCR-HLBL-M_DIN7500_PE_M6X8-ST/ZNBLC6F | 54 | 0 | 0 | 0 | 0 | 54 | 0 |  |  | Vendor Scope
1SYN226019R002A | IN-10026019.A.3 | 9ABA460287P0255 | SCR-HLBL-M_DIN7500_PE_M6X8-ST/ZNBLC6F | 14 | 0 | 0 | 0 | 0 | 14 | 0 |  |  | Vendor Scope
1SYN426019R001A | IN-10026019.A.5 | 9ABA460287P0255 | SCR-HLBL-M_DIN7500_PE_M6X8-ST/ZNBLC6F | 0 | 0 | 0 | 0 | 0 | 0 | 0 |  |  | Vendor Scope
1SYN126019R001A | IN-10026019.A.1 | 9ABA460287P0256 | X PanHeadRoll-scr.M 6*10 ST-A2F-TX | 10863 | 0 | 0 | 0 | 0 | 10863 | 0 |  |  | Vendor Scope
1SYN226019R001A | IN-10026019.A.2 | 9ABA460287P0256 | X PanHeadRoll-scr.M 6*10 ST-A2F-TX | 4783 | 0 | 0 | 0 | 0 | 4783 | 0 |  |  | Vendor Scope
1SYN226019R002A | IN-10026019.A.3 | 9ABA460287P0256 | X PanHeadRoll-scr.M 6*10 ST-A2F-TX | 827 | 0 | 0 | 0 | 0 | 827 | 0 |  |  | Vendor Scope
1SYN426019R001A | IN-10026019.A.5 | 9ABA460287P0256 | X PanHeadRoll-scr.M 6*10 ST-A2F-TX | 0 | 0 | 0 | 0 | 0 | 0 | 0 |  |  | Vendor Scope
1SYN126019R001A | IN-10026019.A.1 | 9ABA460287P0257 | SCR-HLBL-M_DIN7500_PE_M6X12-A2/PL | 32 | 0 | 0 | 0 | 0 | 32 | 0 |  |  | Vendor Scope
1SYN226019R001A | IN-10026019.A.2 | 9ABA460287P0257 | SCR-HLBL-M_DIN7500_PE_M6X12-A2/PL | 72 | 0 | 0 | 0 | 0 | 72 | 0 |  |  | Vendor Scope
1SYN226019R002A | IN-10026019.A.3 | 9ABA460287P0257 | SCR-HLBL-M_DIN7500_PE_M6X12-A2/PL | 59 | 0 | 0 | 0 | 0 | 59 | 0 |  |  | Vendor Scope
1SYN426019R001A | IN-10026019.A.5 | 9ABA460287P0257 | SCR-HLBL-M_DIN7500_PE_M6X12-A2/PL | 0 | 0 | 0 | 0 | 0 | 0 | 0 |  |  | Vendor Scope
1SYN126019R001A | IN-10026019.A.1 | 9ABA460287P0259 | SCR-HLBL-M_DIN7500_PE_M6X16ST/ZNBLC6F | 980 | 0 | 0 | 0 | 0 | 980 | 0 |  |  | Vendor Scope
1SYN226019R001A | IN-10026019.A.2 | 9ABA460287P0259 | SCR-HLBL-M_DIN7500_PE_M6X16ST/ZNBLC6F | 366 | 0 | 0 | 0 | 0 | 366 | 0 |  |  | Vendor Scope
1SYN226019R002A | IN-10026019.A.3 | 9ABA460287P0259 | SCR-HLBL-M_DIN7500_PE_M6X16ST/ZNBLC6F | 124 | 0 | 0 | 0 | 0 | 124 | 0 |  |  | Vendor Scope
1SYN426019R001A | IN-10026019.A.5 | 9ABA460287P0259 | SCR-HLBL-M_DIN7500_PE_M6X16ST/ZNBLC6F | 0 | 0 | 0 | 0 | 0 | 0 | 0 |  |  | Vendor Scope
1SYN126019R001A | IN-10026019.A.1 | 9ABA460287P0260 | SCR-HLBL-M_DIN7500_PE_M6X20-ST/ZNBLC6F | 71 | 0 | 0 | 0 | 0 | 71 | 0 |  |  | Vendor Scope
1SYN226019R001A | IN-10026019.A.2 | 9ABA460287P0260 | SCR-HLBL-M_DIN7500_PE_M6X20-ST/ZNBLC6F | 65 | 0 | 0 | 0 | 0 | 65 | 0 |  |  | Vendor Scope
1SYN226019R002A | IN-10026019.A.3 | 9ABA460287P0260 | SCR-HLBL-M_DIN7500_PE_M6X20-ST/ZNBLC6F | 23 | 0 | 0 | 0 | 0 | 23 | 0 |  |  | Vendor Scope
1SYN426019R001A | IN-10026019.A.5 | 9ABA460287P0260 | SCR-HLBL-M_DIN7500_PE_M6X20-ST/ZNBLC6F | 0 | 0 | 0 | 0 | 0 | 0 | 0 |  |  | Vendor Scope
1SYN126019R001A | IN-10026019.A.1 | 9ABA460287P0262 | SCR-HLBL-M_DIN7500_PE_M6X30-ST/ZNBLC6F | 88 | 0 | 0 | 0 | 0 | 88 | 0 |  |  | Vendor Scope
1SYN226019R001A | IN-10026019.A.2 | 9ABA460287P0262 | SCR-HLBL-M_DIN7500_PE_M6X30-ST/ZNBLC6F | 0 | 0 | 0 | 0 | 0 | 0 | 0 |  |  | Vendor Scope
1SYN226019R002A | IN-10026019.A.3 | 9ABA460287P0262 | SCR-HLBL-M_DIN7500_PE_M6X30-ST/ZNBLC6F | 0 | 0 | 0 | 0 | 0 | 0 | 0 |  |  | Vendor Scope
1SYN426019R001A | IN-10026019.A.5 | 9ABA460287P0262 | SCR-HLBL-M_DIN7500_PE_M6X30-ST/ZNBLC6F | 0 | 0 | 0 | 0 | 0 | 0 | 0 |  |  | Vendor Scope
1SYN126019R001A | IN-10026019.A.1 | 9ABA460287P0263 | SCR-HLBL-M_DIN7500_PE_M6X35-ST/ZNBLC6F | 26 | 0 | 0 | 0 | 0 | 26 | 0 |  |  | Vendor Scope
1SYN226019R001A | IN-10026019.A.2 | 9ABA460287P0263 | SCR-HLBL-M_DIN7500_PE_M6X35-ST/ZNBLC6F | 18 | 0 | 0 | 0 | 0 | 18 | 0 |  |  | Vendor Scope
1SYN226019R002A | IN-10026019.A.3 | 9ABA460287P0263 | SCR-HLBL-M_DIN7500_PE_M6X35-ST/ZNBLC6F | 0 | 0 | 0 | 0 | 0 | 0 | 0 |  |  | Vendor Scope
1SYN426019R001A | IN-10026019.A.5 | 9ABA460287P0263 | SCR-HLBL-M_DIN7500_PE_M6X35-ST/ZNBLC6F | 0 | 0 | 0 | 0 | 0 | 0 | 0 |  |  | Vendor Scope
1SYN126019R001A | IN-10026019.A.1 | 9ABA460287P0309 | SCR-HLBL-M_DIN7500_PE_M8X16-ST/ZNBLC6F | 137 | 0 | 0 | 0 | 0 | 137 | 0 |  |  | Vendor Scope
1SYN226019R001A | IN-10026019.A.2 | 9ABA460287P0309 | SCR-HLBL-M_DIN7500_PE_M8X16-ST/ZNBLC6F | 39 | 0 | 0 | 0 | 0 | 39 | 0 |  |  | Vendor Scope
1SYN226019R002A | IN-10026019.A.3 | 9ABA460287P0309 | SCR-HLBL-M_DIN7500_PE_M8X16-ST/ZNBLC6F | 0 | 0 | 0 | 0 | 0 | 0 | 0 |  |  | Vendor Scope
1SYN426019R001A | IN-10026019.A.5 | 9ABA460287P0309 | SCR-HLBL-M_DIN7500_PE_M8X16-ST/ZNBLC6F | 0 | 0 | 0 | 0 | 0 | 0 | 0 |  |  | Vendor Scope
1SYN126019R001A | IN-10026019.A.1 | 9ADA228-9 | cable lug M5/1,5-2,5 BLUE isol. DIN4623 | 22 | 0 | 0 | 0 | 0 | 22 | 0 |  |  | Vendor Scope
1SYN226019R001A | IN-10026019.A.2 | 9ADA228-9 | cable lug M5/1,5-2,5 BLUE isol. DIN4623 | 6 | 0 | 0 | 0 | 0 | 6 | 0 |  |  | Vendor Scope
1SYN226019R002A | IN-10026019.A.3 | 9ADA228-9 | cable lug M5/1,5-2,5 BLUE isol. DIN4623 | 0 | 0 | 0 | 0 | 0 | 0 | 0 |  |  | Vendor Scope
1SYN426019R001A | IN-10026019.A.5 | 9ADA228-9 | cable lug M5/1,5-2,5 BLUE isol. DIN4623 | 0 | 0 | 0 | 0 | 0 | 0 | 0 |  |  | Vendor Scope
1SYN126019R001A | IN-10026019.A.1 | 9ADA629-55 | Hexalobular socket pan head screw M6X12 | 0 | 0 | 0 | 0 | 0 | 0 | 0 | INHN EPDS-LV Systems, Bangalore |  | Vendor Scope
1SYN226019R001A | IN-10026019.A.2 | 9ADA629-55 | Hexalobular socket pan head screw M6X12 | 0 | 0 | 0 | 0 | 0 | 0 | 0 | INHN EPDS-LV Systems, Bangalore |  | Vendor Scope
1SYN226019R002A | IN-10026019.A.3 | 9ADA629-55 | Hexalobular socket pan head screw M6X12 | 4 | 0 | 0 | 0 | 0 | 4 | 0 | INHN EPDS-LV Systems, Bangalore |  | Vendor Scope
1SYN426019R001A | IN-10026019.A.5 | 9ADA629-55 | Hexalobular socket pan head screw M6X12 | 0 | 0 | 0 | 0 | 0 | 0 | 0 | INHN EPDS-LV Systems, Bangalore |  | Vendor Scope
1SYN126019R001A | IN-10026019.A.1 | 9ADJ100022P0153 | RIVET,BLIND,4x8-AIA/ST | 408 | 0 | 0 | 0 | 0 | 408 | 0 |  |  | Vendor Scope
1SYN226019R001A | IN-10026019.A.2 | 9ADJ100022P0153 | RIVET,BLIND,4x8-AIA/ST | 144 | 0 | 0 | 0 | 0 | 144 | 0 |  |  | Vendor Scope
1SYN226019R002A | IN-10026019.A.3 | 9ADJ100022P0153 | RIVET,BLIND,4x8-AIA/ST | 36 | 0 | 0 | 0 | 0 | 36 | 0 |  |  | Vendor Scope
1SYN426019R001A | IN-10026019.A.5 | 9ADJ100022P0153 | RIVET,BLIND,4x8-AIA/ST | 0 | 0 | 0 | 0 | 0 | 0 | 0 |  |  | Vendor Scope
1SYN126019R001A | IN-10026019.A.1 | 9ADJ100022P0154 | BLI-RVT-PROH-CH_ISO15977_4X10-ALA/PL | 0 | 0 | 0 | 0 | 0 | 0 | 0 |  |  | Vendor Scope
1SYN226019R001A | IN-10026019.A.2 | 9ADJ100022P0154 | BLI-RVT-PROH-CH_ISO15977_4X10-ALA/PL | 0 | 0 | 0 | 0 | 0 | 0 | 0 |  |  | Vendor Scope
1SYN226019R002A | IN-10026019.A.3 | 9ADJ100022P0154 | BLI-RVT-PROH-CH_ISO15977_4X10-ALA/PL | 4 | 0 | 0 | 0 | 0 | 4 | 0 |  |  | Vendor Scope
1SYN426019R001A | IN-10026019.A.5 | 9ADJ100022P0154 | BLI-RVT-PROH-CH_ISO15977_4X10-ALA/PL | 0 | 0 | 0 | 0 | 0 | 0 | 0 |  |  | Vendor Scope
1SYN126019R001A | IN-10026019.A.1 | 9ADJ400344P0105 | WASH-SP_DIN6796_4.3/9-SPST/PL | 132 | 0 | 0 | 0 | 0 | 132 | 0 |  |  | Vendor Scope
1SYN226019R001A | IN-10026019.A.2 | 9ADJ400344P0105 | WASH-SP_DIN6796_4.3/9-SPST/PL | 36 | 0 | 0 | 0 | 0 | 36 | 0 |  |  | Vendor Scope
1SYN226019R002A | IN-10026019.A.3 | 9ADJ400344P0105 | WASH-SP_DIN6796_4.3/9-SPST/PL | 0 | 0 | 0 | 0 | 0 | 0 | 0 |  |  | Vendor Scope
1SYN426019R001A | IN-10026019.A.5 | 9ADJ400344P0105 | WASH-SP_DIN6796_4.3/9-SPST/PL | 0 | 0 | 0 | 0 | 0 | 0 | 0 |  |  | Vendor Scope
1SYN126019R001A | IN-10026019.A.1 | 9ADJ400344P0106 | Spring Steel Conical Spring Washr d1=5.3 | 22 | 0 | 0 | 0 | 0 | 22 | 0 |  |  | Vendor Scope
1SYN226019R001A | IN-10026019.A.2 | 9ADJ400344P0106 | Spring Steel Conical Spring Washr d1=5.3 | 6 | 0 | 0 | 0 | 0 | 6 | 0 |  |  | Vendor Scope
1SYN226019R002A | IN-10026019.A.3 | 9ADJ400344P0106 | Spring Steel Conical Spring Washr d1=5.3 | 0 | 0 | 0 | 0 | 0 | 0 | 0 |  |  | Vendor Scope
1SYN426019R001A | IN-10026019.A.5 | 9ADJ400344P0106 | Spring Steel Conical Spring Washr d1=5.3 | 0 | 0 | 0 | 0 | 0 | 0 | 0 |  |  | Vendor Scope
1SYN126019R001A | IN-10026019.A.1 | 9ADJ400344P0107 | Conical spring washer M6 | 1678 | 0 | 0 | 0 | 0 | 1678 | 0 |  |  | Vendor Scope
1SYN226019R001A | IN-10026019.A.2 | 9ADJ400344P0107 | Conical spring washer M6 | 734 | 0 | 0 | 0 | 0 | 734 | 0 |  |  | Vendor Scope
1SYN226019R002A | IN-10026019.A.3 | 9ADJ400344P0107 | Conical spring washer M6 | 40 | 0 | 0 | 0 | 0 | 40 | 0 |  |  | Vendor Scope
1SYN426019R001A | IN-10026019.A.5 | 9ADJ400344P0107 | Conical spring washer M6 | 0 | 0 | 0 | 0 | 0 | 0 | 0 |  |  | Vendor Scope
1SYN126019R001A | IN-10026019.A.1 | 9ADJ400344P0109 | WASHER_DIN6796_8-SPST/A3K | 1570 | 0 | 0 | 0 | 0 | 1570 | 0 |  |  | Vendor Scope
1SYN226019R001A | IN-10026019.A.2 | 9ADJ400344P0109 | WASHER_DIN6796_8-SPST/A3K | 192 | 0 | 0 | 0 | 0 | 192 | 0 |  |  | Vendor Scope
1SYN226019R002A | IN-10026019.A.3 | 9ADJ400344P0109 | WASHER_DIN6796_8-SPST/A3K | 140 | 0 | 0 | 0 | 0 | 140 | 0 |  |  | Vendor Scope
1SYN426019R001A | IN-10026019.A.5 | 9ADJ400344P0109 | WASHER_DIN6796_8-SPST/A3K | 0 | 0 | 0 | 0 | 0 | 0 | 0 |  |  | Vendor Scope
1SYN126019R001A | IN-10026019.A.1 | 9ADJ400344P0110 | WASH-SP_DIN6796_10/23-51CRV4/FLZNNC720 | 1040 | 0 | 0 | 0 | 0 | 1040 | 0 | INHN EPDS-LV Systems, Bangalore |  | Vendor Scope
1SYN226019R001A | IN-10026019.A.2 | 9ADJ400344P0110 | WASH-SP_DIN6796_10/23-51CRV4/FLZNNC720 | 252 | 0 | 0 | 0 | 0 | 252 | 0 | INHN EPDS-LV Systems, Bangalore |  | Vendor Scope
1SYN226019R002A | IN-10026019.A.3 | 9ADJ400344P0110 | WASH-SP_DIN6796_10/23-51CRV4/FLZNNC720 | 60 | 0 | 0 | 0 | 0 | 60 | 0 | INHN EPDS-LV Systems, Bangalore |  | Vendor Scope
1SYN426019R001A | IN-10026019.A.5 | 9ADJ400344P0110 | WASH-SP_DIN6796_10/23-51CRV4/FLZNNC720 | 0 | 0 | 0 | 0 | 0 | 0 | 0 | INHN EPDS-LV Systems, Bangalore |  | Vendor Scope
1SYN126019R001A | IN-10026019.A.1 | 9ADJ400344P0111 | WASHER_DIN6796_12-SPST/A3K | 2564 | 0 | 0 | 0 | 0 | 2564 | 0 |  |  | Vendor Scope
1SYN226019R001A | IN-10026019.A.2 | 9ADJ400344P0111 | WASHER_DIN6796_12-SPST/A3K | 376 | 0 | 0 | 0 | 0 | 376 | 0 |  |  | Vendor Scope
1SYN226019R002A | IN-10026019.A.3 | 9ADJ400344P0111 | WASHER_DIN6796_12-SPST/A3K | 4 | 0 | 0 | 0 | 0 | 4 | 0 |  |  | Vendor Scope
1SYN426019R001A | IN-10026019.A.5 | 9ADJ400344P0111 | WASHER_DIN6796_12-SPST/A3K | 0 | 0 | 0 | 0 | 0 | 0 | 0 |  |  | Vendor Scope
1SYN126019R001A | IN-10026019.A.1 | 9ADJ400344P0113 | WASHER_DIN6796_16-SPST/A3K | 0 | 0 | 0 | 0 | 0 | 0 | 0 |  |  | Vendor Scope
1SYN226019R001A | IN-10026019.A.2 | 9ADJ400344P0113 | WASHER_DIN6796_16-SPST/A3K | 2 | 0 | 0 | 0 | 0 | 2 | 0 |  |  | Vendor Scope
1SYN226019R002A | IN-10026019.A.3 | 9ADJ400344P0113 | WASHER_DIN6796_16-SPST/A3K | 0 | 0 | 0 | 0 | 0 | 0 | 0 |  |  | Vendor Scope
1SYN426019R001A | IN-10026019.A.5 | 9ADJ400344P0113 | WASHER_DIN6796_16-SPST/A3K | 0 | 0 | 0 | 0 | 0 | 0 | 0 |  |  | Vendor Scope
1SYN126019R001A | IN-10026019.A.1 | 9ADJ400400P0207 | SCR-CTSK-HLBL_M5X12-8.8/ZNBLC6F | 0 | 0 | 0 | 0 | 0 | 0 | 0 |  |  | Vendor Scope
1SYN226019R001A | IN-10026019.A.2 | 9ADJ400400P0207 | SCR-CTSK-HLBL_M5X12-8.8/ZNBLC6F | 0 | 0 | 0 | 0 | 0 | 0 | 0 |  |  | Vendor Scope
1SYN226019R002A | IN-10026019.A.3 | 9ADJ400400P0207 | SCR-CTSK-HLBL_M5X12-8.8/ZNBLC6F | 6 | 0 | 0 | 0 | 0 | 6 | 0 |  |  | Vendor Scope
1SYN426019R001A | IN-10026019.A.5 | 9ADJ400400P0207 | SCR-CTSK-HLBL_M5X12-8.8/ZNBLC6F | 0 | 0 | 0 | 0 | 0 | 0 | 0 |  |  | Vendor Scope
1SYN126019R001A | IN-10026019.A.1 | 9ADJ400400P0210 | SCR-CTSK-HLBL_M5X20-8.8/ZNBLC6F | 331 | 0 | 0 | 0 | 0 | 331 | 0 |  |  | Vendor Scope
1SYN226019R001A | IN-10026019.A.2 | 9ADJ400400P0210 | SCR-CTSK-HLBL_M5X20-8.8/ZNBLC6F | 142 | 0 | 0 | 0 | 0 | 142 | 0 |  |  | Vendor Scope
1SYN226019R002A | IN-10026019.A.3 | 9ADJ400400P0210 | SCR-CTSK-HLBL_M5X20-8.8/ZNBLC6F | 22 | 0 | 0 | 0 | 0 | 22 | 0 |  |  | Vendor Scope
1SYN426019R001A | IN-10026019.A.5 | 9ADJ400400P0210 | SCR-CTSK-HLBL_M5X20-8.8/ZNBLC6F | 0 | 0 | 0 | 0 | 0 | 0 | 0 |  |  | Vendor Scope
1SYN126019R001A | IN-10026019.A.1 | 9ADJ400680P0107 | SCR-S-HLBL_ISO14583_M3X12-8.8/ZNBLC6F | 3 | 0 | 0 | 0 | 0 | 3 | 0 |  |  | Vendor Scope
1SYN226019R001A | IN-10026019.A.2 | 9ADJ400680P0107 | SCR-S-HLBL_ISO14583_M3X12-8.8/ZNBLC6F | 0 | 0 | 0 | 0 | 0 | 0 | 0 |  |  | Vendor Scope
1SYN226019R002A | IN-10026019.A.3 | 9ADJ400680P0107 | SCR-S-HLBL_ISO14583_M3X12-8.8/ZNBLC6F | 0 | 0 | 0 | 0 | 0 | 0 | 0 |  |  | Vendor Scope
1SYN426019R001A | IN-10026019.A.5 | 9ADJ400680P0107 | SCR-S-HLBL_ISO14583_M3X12-8.8/ZNBLC6F | 0 | 0 | 0 | 0 | 0 | 0 | 0 |  |  | Vendor Scope
1SYN126019R001A | IN-10026019.A.1 | 9ADJ400680P0109 | SCR-S-HLBL_ISO14583_M3X16-8.8/ZNBLC6F | 6 | 0 | 0 | 0 | 0 | 6 | 0 |  |  | Vendor Scope
1SYN226019R001A | IN-10026019.A.2 | 9ADJ400680P0109 | SCR-S-HLBL_ISO14583_M3X16-8.8/ZNBLC6F | 0 | 0 | 0 | 0 | 0 | 0 | 0 |  |  | Vendor Scope
1SYN226019R002A | IN-10026019.A.3 | 9ADJ400680P0109 | SCR-S-HLBL_ISO14583_M3X16-8.8/ZNBLC6F | 0 | 0 | 0 | 0 | 0 | 0 | 0 |  |  | Vendor Scope
1SYN426019R001A | IN-10026019.A.5 | 9ADJ400680P0109 | SCR-S-HLBL_ISO14583_M3X16-8.8/ZNBLC6F | 0 | 0 | 0 | 0 | 0 | 0 | 0 |  |  | Vendor Scope
1SYN126019R001A | IN-10026019.A.1 | 9ADJ400680P0256 | SCR-S-HLBL_ISO14583_M6X10-8.8/ZNBL-C6F | 478 | 0 | 0 | 0 | 0 | 478 | 0 |  |  | Vendor Scope
1SYN226019R001A | IN-10026019.A.2 | 9ADJ400680P0256 | SCR-S-HLBL_ISO14583_M6X10-8.8/ZNBL-C6F | 192 | 0 | 0 | 0 | 0 | 192 | 0 |  |  | Vendor Scope
1SYN226019R002A | IN-10026019.A.3 | 9ADJ400680P0256 | SCR-S-HLBL_ISO14583_M6X10-8.8/ZNBL-C6F | 0 | 0 | 0 | 0 | 0 | 0 | 0 |  |  | Vendor Scope
1SYN426019R001A | IN-10026019.A.5 | 9ADJ400680P0256 | SCR-S-HLBL_ISO14583_M6X10-8.8/ZNBL-C6F | 0 | 0 | 0 | 0 | 0 | 0 | 0 |  |  | Vendor Scope
1SYN126019R001A | IN-10026019.A.1 | 9ADJ400680P0257 | HexalobularTorx Pan Hd Scr M6x12,8.8, Zn | 84 | 0 | 0 | 0 | 0 | 84 | 0 |  |  | Vendor Scope
1SYN226019R001A | IN-10026019.A.2 | 9ADJ400680P0257 | HexalobularTorx Pan Hd Scr M6x12,8.8, Zn | 48 | 0 | 0 | 0 | 0 | 48 | 0 |  |  | Vendor Scope
1SYN226019R002A | IN-10026019.A.3 | 9ADJ400680P0257 | HexalobularTorx Pan Hd Scr M6x12,8.8, Zn | 0 | 0 | 0 | 0 | 0 | 0 | 0 |  |  | Vendor Scope
1SYN426019R001A | IN-10026019.A.5 | 9ADJ400680P0257 | HexalobularTorx Pan Hd Scr M6x12,8.8, Zn | 0 | 0 | 0 | 0 | 0 | 0 | 0 |  |  | Vendor Scope
1SYN126019R001A | IN-10026019.A.1 | 9ADJ430150P0422 | STUD_DIN939-M12X80-8.8/ZNBLC6F | 96 | 0 | 0 | 0 | 0 | 96 | 0 |  |  | Vendor Scope
1SYN226019R001A | IN-10026019.A.2 | 9ADJ430150P0422 | STUD_DIN939-M12X80-8.8/ZNBLC6F | 0 | 0 | 0 | 0 | 0 | 0 | 0 |  |  | Vendor Scope
1SYN226019R002A | IN-10026019.A.3 | 9ADJ430150P0422 | STUD_DIN939-M12X80-8.8/ZNBLC6F | 0 | 0 | 0 | 0 | 0 | 0 | 0 |  |  | Vendor Scope
1SYN426019R001A | IN-10026019.A.5 | 9ADJ430150P0422 | STUD_DIN939-M12X80-8.8/ZNBLC6F | 0 | 0 | 0 | 0 | 0 | 0 | 0 |  |  | Vendor Scope
1SYN126019R001A | IN-10026019.A.1 | 9ADJ430150P0424 | STUD_DIN939-M12X90-8.8/ZNBLC6F | 64 | 0 | 0 | 0 | 0 | 64 | 0 |  |  | Vendor Scope
1SYN226019R001A | IN-10026019.A.2 | 9ADJ430150P0424 | STUD_DIN939-M12X90-8.8/ZNBLC6F | 0 | 0 | 0 | 0 | 0 | 0 | 0 |  |  | Vendor Scope
1SYN226019R002A | IN-10026019.A.3 | 9ADJ430150P0424 | STUD_DIN939-M12X90-8.8/ZNBLC6F | 0 | 0 | 0 | 0 | 0 | 0 | 0 |  |  | Vendor Scope
1SYN426019R001A | IN-10026019.A.5 | 9ADJ430150P0424 | STUD_DIN939-M12X90-8.8/ZNBLC6F | 0 | 0 | 0 | 0 | 0 | 0 | 0 |  |  | Vendor Scope
1SYN126019R001A | IN-10026019.A.1 | BCA02P006K144/N | TNC,NOLOCK60°75Sqmm,SPG RET,PISTOLHANDLE | 11 | 0 | 0 | 0 | 0 | 11 | 0 |  |  | Vendor Scope
1SYN226019R001A | IN-10026019.A.2 | BCA02P006K144/N | TNC,NOLOCK60°75Sqmm,SPG RET,PISTOLHANDLE | 3 | 0 | 0 | 0 | 0 | 3 | 0 |  |  | Vendor Scope
1SYN226019R002A | IN-10026019.A.3 | BCA02P006K144/N | TNC,NOLOCK60°75Sqmm,SPG RET,PISTOLHANDLE | 1 | 0 | 0 | 0 | 0 | 1 | 0 |  |  | Vendor Scope
1SYN426019R001A | IN-10026019.A.5 | BCA02P006K144/N | TNC,NOLOCK60°75Sqmm,SPG RET,PISTOLHANDLE | 0 | 0 | 0 | 0 | 0 | 0 | 0 |  |  | Vendor Scope
1SYN126019R001A | IN-10026019.A.1 | CF4U | FUSE TB-CF4U,4sqmm Single Level,connectw | 26 | 0 | 0 | 0 | 0 | 26 | 0 |  |  | Vendor Scope
1SYN226019R001A | IN-10026019.A.2 | CF4U | FUSE TB-CF4U,4sqmm Single Level,connectw | 118 | 0 | 0 | 0 | 0 | 118 | 0 |  |  | Vendor Scope
1SYN226019R002A | IN-10026019.A.3 | CF4U | FUSE TB-CF4U,4sqmm Single Level,connectw | 31 | 0 | 0 | 0 | 0 | 31 | 0 |  |  | Vendor Scope
1SYN426019R001A | IN-10026019.A.5 | CF4U | FUSE TB-CF4U,4sqmm Single Level,connectw | 0 | 0 | 0 | 0 | 0 | 0 | 0 |  |  | Vendor Scope
1SYN126019R001A | IN-10026019.A.1 | DCT2.5 | TERMINAL BLOCK, 2.5Sqmm, DCT 2.5 2 X2 | 1791 | 0 | 0 | 0 | 0 | 1791 | 0 |  |  | Vendor Scope
1SYN226019R001A | IN-10026019.A.2 | DCT2.5 | TERMINAL BLOCK, 2.5Sqmm, DCT 2.5 2 X2 | 1369 | 0 | 0 | 0 | 0 | 1369 | 0 |  |  | Vendor Scope
1SYN226019R002A | IN-10026019.A.3 | DCT2.5 | TERMINAL BLOCK, 2.5Sqmm, DCT 2.5 2 X2 | 373 | 0 | 0 | 0 | 0 | 373 | 0 |  |  | Vendor Scope
1SYN426019R001A | IN-10026019.A.5 | DCT2.5 | TERMINAL BLOCK, 2.5Sqmm, DCT 2.5 2 X2 | 35 | 0 | 0 | 0 | 0 | 35 | 0 |  |  | Vendor Scope
1SYN126019R001A | IN-10026019.A.1 | DMP2.5 | End plate DMP2.5,Make : Elemex | 212 | 0 | 0 | 0 | 0 | 212 | 0 |  |  | Vendor Scope
1SYN226019R001A | IN-10026019.A.2 | DMP2.5 | End plate DMP2.5,Make : Elemex | 134 | 0 | 0 | 0 | 0 | 134 | 0 |  |  | Vendor Scope
1SYN226019R002A | IN-10026019.A.3 | DMP2.5 | End plate DMP2.5,Make : Elemex | 41 | 0 | 0 | 0 | 0 | 41 | 0 |  |  | Vendor Scope
1SYN426019R001A | IN-10026019.A.5 | DMP2.5 | End plate DMP2.5,Make : Elemex | 0 | 0 | 0 | 0 | 0 | 0 | 0 |  |  | Vendor Scope
1SYN126019R001A | IN-10026019.A.1 | ED99G3V8CH101Z0000 | D VOLTMETER,100-500LL,CL1,96Sqmm | 2 | 0 | 2 | 2 | 0 | 2 | 0 | 1100020963 Rishabh Instruments Limited |  | ABB
1SYN226019R001A | IN-10026019.A.2 | ED99G3V8CH101Z0000 | D VOLTMETER,100-500LL,CL1,96Sqmm | 2 | 0 | 2 | 2 | 0 | 2 | 0 | 1100020963 Rishabh Instruments Limited |  | ABB
1SYN226019R002A | IN-10026019.A.3 | ED99G3V8CH101Z0000 | D VOLTMETER,100-500LL,CL1,96Sqmm | 0 | 0 | 0 | 0 | 0 | 0 | 0 | 1100020963 Rishabh Instruments Limited |  | ABB
1SYN426019R001A | IN-10026019.A.5 | ED99G3V8CH101Z0000 | D VOLTMETER,100-500LL,CL1,96Sqmm | 0 | 0 | 0 | 0 | 0 | 0 | 0 | 1100020963 Rishabh Instruments Limited |  | ABB
1SYN126019R001A | IN-10026019.A.1 | ED99G3V8CH500Z0000 | D-VOLTMETER,3Ph-4W,RISH EINE-NX,96Sqmm | 3 | 0 | 3 | 3 | 0 | 3 | 0 | 1100020963 Rishabh Instruments Limited |  | ABB
1SYN226019R001A | IN-10026019.A.2 | ED99G3V8CH500Z0000 | D-VOLTMETER,3Ph-4W,RISH EINE-NX,96Sqmm | 2 | 0 | 2 | 2 | 0 | 2 | 0 | 1100020963 Rishabh Instruments Limited |  | ABB
1SYN226019R002A | IN-10026019.A.3 | ED99G3V8CH500Z0000 | D-VOLTMETER,3Ph-4W,RISH EINE-NX,96Sqmm | 1 | 0 | 1 | 1 | 0 | 1 | 0 | 1100020963 Rishabh Instruments Limited |  | ABB
1SYN426019R001A | IN-10026019.A.5 | ED99G3V8CH500Z0000 | D-VOLTMETER,3Ph-4W,RISH EINE-NX,96Sqmm | 0 | 0 | 0 | 0 | 0 | 0 | 0 | 1100020963 Rishabh Instruments Limited |  | ABB
1SYN126019R001A | IN-10026019.A.1 | GILN100082P0816 | CheeseHdThreadScr.M 8* 16 A3F | 0 | 0 | 0 | 0 | 0 | 0 | 0 | INHN EPDS-LV Systems, Bangalore |  | Vendor Scope
1SYN226019R001A | IN-10026019.A.2 | GILN100082P0816 | CheeseHdThreadScr.M 8* 16 A3F | 0 | 0 | 0 | 0 | 0 | 0 | 0 | INHN EPDS-LV Systems, Bangalore |  | Vendor Scope
1SYN226019R002A | IN-10026019.A.3 | GILN100082P0816 | CheeseHdThreadScr.M 8* 16 A3F | 3 | 0 | 0 | 0 | 0 | 3 | 0 | INHN EPDS-LV Systems, Bangalore |  | Vendor Scope
1SYN426019R001A | IN-10026019.A.5 | GILN100082P0816 | CheeseHdThreadScr.M 8* 16 A3F | 0 | 0 | 0 | 0 | 0 | 0 | 0 | INHN EPDS-LV Systems, Bangalore |  | Vendor Scope
1SYN126019R001A | IN-10026019.A.1 | GILN100082P0825 | CHEESEHDTHREADSCR.M 8* 25 A3F | 312 | 0 | 0 | 0 | 0 | 312 | 0 | INHN EPDS-LV Systems, Bangalore |  | Vendor Scope
1SYN226019R001A | IN-10026019.A.2 | GILN100082P0825 | CHEESEHDTHREADSCR.M 8* 25 A3F | 0 | 0 | 0 | 0 | 0 | 0 | 0 | INHN EPDS-LV Systems, Bangalore |  | Vendor Scope
1SYN226019R002A | IN-10026019.A.3 | GILN100082P0825 | CHEESEHDTHREADSCR.M 8* 25 A3F | 4 | 0 | 0 | 0 | 0 | 4 | 0 | INHN EPDS-LV Systems, Bangalore |  | Vendor Scope
1SYN426019R001A | IN-10026019.A.5 | GILN100082P0825 | CHEESEHDTHREADSCR.M 8* 25 A3F | 0 | 0 | 0 | 0 | 0 | 0 | 0 | INHN EPDS-LV Systems, Bangalore |  | Vendor Scope
1SYN126019R001A | IN-10026019.A.1 | GILN100082P0840 | Hex socket low hd screw.M 8* 40 A3F | 0 | 0 | 0 | 0 | 0 | 0 | 0 | INHN EPDS-LV Systems, Bangalore |  | Vendor Scope
1SYN226019R001A | IN-10026019.A.2 | GILN100082P0840 | Hex socket low hd screw.M 8* 40 A3F | 0 | 0 | 0 | 0 | 0 | 0 | 0 | INHN EPDS-LV Systems, Bangalore |  | Vendor Scope
1SYN226019R002A | IN-10026019.A.3 | GILN100082P0840 | Hex socket low hd screw.M 8* 40 A3F | 25 | 0 | 0 | 0 | 0 | 25 | 0 | INHN EPDS-LV Systems, Bangalore |  | Vendor Scope
1SYN426019R001A | IN-10026019.A.5 | GILN100082P0840 | Hex socket low hd screw.M 8* 40 A3F | 0 | 0 | 0 | 0 | 0 | 0 | 0 | INHN EPDS-LV Systems, Bangalore |  | Vendor Scope
1SYN126019R001A | IN-10026019.A.1 | GILN100101P0001 | contact washer 5 f. earthing connectio | 22 | 0 | 0 | 0 | 0 | 22 | 0 |  |  | Vendor Scope
1SYN226019R001A | IN-10026019.A.2 | GILN100101P0001 | contact washer 5 f. earthing connectio | 6 | 0 | 0 | 0 | 0 | 6 | 0 |  |  | Vendor Scope
1SYN226019R002A | IN-10026019.A.3 | GILN100101P0001 | contact washer 5 f. earthing connectio | 0 | 0 | 0 | 0 | 0 | 0 | 0 |  |  | Vendor Scope
1SYN426019R001A | IN-10026019.A.5 | GILN100101P0001 | contact washer 5 f. earthing connectio | 0 | 0 | 0 | 0 | 0 | 0 | 0 |  |  | Vendor Scope
1SYN126019R001A | IN-10026019.A.1 | GILN100101P0002 | WASH,CONTACT,M6 | 176 | 0 | 0 | 0 | 0 | 176 | 0 | 1800000327 ABB s.r.o. ELSYNN ¦ INHN EPDS-LV Systems, Bangalore |  | Vendor Scope
1SYN226019R001A | IN-10026019.A.2 | GILN100101P0002 | WASH,CONTACT,M6 | 98 | 0 | 0 | 0 | 0 | 98 | 0 | 1800000327 ABB s.r.o. ELSYNN ¦ INHN EPDS-LV Systems, Bangalore |  | Vendor Scope
1SYN226019R002A | IN-10026019.A.3 | GILN100101P0002 | WASH,CONTACT,M6 | 28 | 0 | 0 | 0 | 0 | 28 | 0 | 1800000327 ABB s.r.o. ELSYNN ¦ INHN EPDS-LV Systems, Bangalore |  | Vendor Scope
1SYN426019R001A | IN-10026019.A.5 | GILN100101P0002 | WASH,CONTACT,M6 | 0 | 0 | 0 | 0 | 0 | 0 | 0 | 1800000327 ABB s.r.o. ELSYNN ¦ INHN EPDS-LV Systems, Bangalore |  | Vendor Scope
1SYN126019R001A | IN-10026019.A.1 | GILN100115R0002-L | SOCKET-PART,B8E,1x16P,(11-18,21-28) | 0 | 0 | 0 | 0 | 0 | 0 | 0 | 1100099168 WEIDMULLER ELECTRONICS INDIA ¦ INHN EPDS-LV Systems, Bangalore |  | ABB
1SYN226019R001A | IN-10026019.A.2 | GILN100115R0002-L | SOCKET-PART,B8E,1x16P,(11-18,21-28) | 0 | 0 | 0 | 0 | 0 | 0 | 0 | 1100099168 WEIDMULLER ELECTRONICS INDIA ¦ INHN EPDS-LV Systems, Bangalore |  | ABB
1SYN226019R002A | IN-10026019.A.3 | GILN100115R0002-L | SOCKET-PART,B8E,1x16P,(11-18,21-28) | 17 | 0 | 0 | 0 | 0 | 17 | 0 | 1100099168 WEIDMULLER ELECTRONICS INDIA ¦ INHN EPDS-LV Systems, Bangalore |  | ABB
1SYN426019R001A | IN-10026019.A.5 | GILN100115R0002-L | SOCKET-PART,B8E,1x16P,(11-18,21-28) | 0 | 0 | 0 | 0 | 0 | 0 | 0 | 1100099168 WEIDMULLER ELECTRONICS INDIA ¦ INHN EPDS-LV Systems, Bangalore |  | ABB
1SYN126019R001A | IN-10026019.A.1 | GILN100115R0202 | SOCKET,B8E/20,8-24E,1x20P,1629710000 | 0 | 0 | 0 | 0 | 0 | 0 | 0 | 1800000327 ABB s.r.o. ELSYNN ¦ INHN EPDS-LV Systems, Bangalore |  | ABB
1SYN226019R001A | IN-10026019.A.2 | GILN100115R0202 | SOCKET,B8E/20,8-24E,1x20P,1629710000 | 0 | 0 | 0 | 0 | 0 | 0 | 0 | 1800000327 ABB s.r.o. ELSYNN ¦ INHN EPDS-LV Systems, Bangalore |  | ABB
1SYN226019R002A | IN-10026019.A.3 | GILN100115R0202 | SOCKET,B8E/20,8-24E,1x20P,1629710000 | 18 | 0 | 18 | 18 | 0 | 18 | 0 | 1800000327 ABB s.r.o. ELSYNN ¦ INHN EPDS-LV Systems, Bangalore |  | ABB
1SYN426019R001A | IN-10026019.A.5 | GILN100115R0202 | SOCKET,B8E/20,8-24E,1x20P,1629710000 | 0 | 0 | 0 | 0 | 0 | 0 | 0 | 1800000327 ABB s.r.o. ELSYNN ¦ INHN EPDS-LV Systems, Bangalore |  | ABB
1SYN126019R001A | IN-10026019.A.1 | GILN100116R0002-L | PLUG-PART,S8E,8-24E,1x16P,(11-18,21-28) | 83 | 0 | 0 | 0 | 0 | 83 | 0 | 1100099168 WEIDMULLER ELECTRONICS INDIA ¦ INHN EPDS-LV Systems, Bangalore |  | ABB
1SYN226019R001A | IN-10026019.A.2 | GILN100116R0002-L | PLUG-PART,S8E,8-24E,1x16P,(11-18,21-28) | 83 | 0 | 0 | 0 | 0 | 83 | 0 | 1100099168 WEIDMULLER ELECTRONICS INDIA ¦ INHN EPDS-LV Systems, Bangalore |  | ABB
1SYN226019R002A | IN-10026019.A.3 | GILN100116R0002-L | PLUG-PART,S8E,8-24E,1x16P,(11-18,21-28) | 17 | 0 | 0 | 0 | 0 | 17 | 0 | 1100099168 WEIDMULLER ELECTRONICS INDIA ¦ INHN EPDS-LV Systems, Bangalore |  | ABB
1SYN426019R001A | IN-10026019.A.5 | GILN100116R0002-L | PLUG-PART,S8E,8-24E,1x16P,(11-18,21-28) | 0 | 0 | 0 | 0 | 0 | 0 | 0 | 1100099168 WEIDMULLER ELECTRONICS INDIA ¦ INHN EPDS-LV Systems, Bangalore |  | ABB
1SYN126019R001A | IN-10026019.A.1 | GILN100116R0202 | PLUG PART S8E 1x20P 10-19,20-29 | 0 | 0 | 0 | 0 | 0 | 0 | 0 | 1800000327 ABB s.r.o. ELSYNN ¦ INHN EPDS-LV Systems, Bangalore |  | ABB
1SYN226019R001A | IN-10026019.A.2 | GILN100116R0202 | PLUG PART S8E 1x20P 10-19,20-29 | 0 | 0 | 0 | 0 | 0 | 0 | 0 | 1800000327 ABB s.r.o. ELSYNN ¦ INHN EPDS-LV Systems, Bangalore |  | ABB
1SYN226019R002A | IN-10026019.A.3 | GILN100116R0202 | PLUG PART S8E 1x20P 10-19,20-29 | 18 | 0 | 0 | 0 | 18 | 18 | 0 | 1800000327 ABB s.r.o. ELSYNN ¦ INHN EPDS-LV Systems, Bangalore |  | ABB
1SYN426019R001A | IN-10026019.A.5 | GILN100116R0202 | PLUG PART S8E 1x20P 10-19,20-29 | 0 | 0 | 0 | 0 | 0 | 0 | 0 | 1800000327 ABB s.r.o. ELSYNN ¦ INHN EPDS-LV Systems, Bangalore |  | ABB
1SYN126019R001A | IN-10026019.A.1 | GILN200085P0001 | Spring-Load.Handle>=16E(1TSA271000P0044) | 48 | 0 | 0 | 0 | 0 | 48 | 0 | INHN EPDS-LV Systems, Bangalore |  | Vendor Scope
1SYN226019R001A | IN-10026019.A.2 | GILN200085P0001 | Spring-Load.Handle>=16E(1TSA271000P0044) | 6 | 0 | 0 | 0 | 0 | 6 | 0 | INHN EPDS-LV Systems, Bangalore |  | Vendor Scope
1SYN226019R002A | IN-10026019.A.3 | GILN200085P0001 | Spring-Load.Handle>=16E(1TSA271000P0044) | 4 | 0 | 0 | 0 | 0 | 4 | 0 | INHN EPDS-LV Systems, Bangalore |  | Vendor Scope
1SYN426019R001A | IN-10026019.A.5 | GILN200085P0001 | Spring-Load.Handle>=16E(1TSA271000P0044) | 0 | 0 | 0 | 0 | 0 | 0 | 0 | INHN EPDS-LV Systems, Bangalore |  | Vendor Scope
1SYN126019R001A | IN-10026019.A.1 | GILN200119P0001 | EARTHING NUT, Toothed on Both sides | 272 | 0 | 0 | 0 | 0 | 272 | 0 | 1300001469 XIAMEN OVERSEAS CHINESE TRAVEL ¦ 1800000327 ABB s.r.o. ELSYNN |  | ABB
1SYN226019R001A | IN-10026019.A.2 | GILN200119P0001 | EARTHING NUT, Toothed on Both sides | 116 | 0 | 0 | 0 | 0 | 116 | 0 | 1300001469 XIAMEN OVERSEAS CHINESE TRAVEL ¦ 1800000327 ABB s.r.o. ELSYNN |  | ABB
1SYN226019R002A | IN-10026019.A.3 | GILN200119P0001 | EARTHING NUT, Toothed on Both sides | 72 | 0 | 0 | 0 | 111 | 72 | 0 | 1300001469 XIAMEN OVERSEAS CHINESE TRAVEL ¦ 1800000327 ABB s.r.o. ELSYNN |  | ABB
1SYN426019R001A | IN-10026019.A.5 | GILN200119P0001 | EARTHING NUT, Toothed on Both sides | 0 | 0 | 0 | 0 | 0 | 0 | 0 | 1300001469 XIAMEN OVERSEAS CHINESE TRAVEL ¦ 1800000327 ABB s.r.o. ELSYNN |  | ABB
1SYN126019R001A | IN-10026019.A.1 | GILN200123P0315 | HEX SCR.M 8*45 8.8-A2G WSH-ESLOK DIN 931 | 0 | 0 | 0 | 0 | 0 | 0 | 0 |  |  | Vendor Scope
1SYN226019R001A | IN-10026019.A.2 | GILN200123P0315 | HEX SCR.M 8*45 8.8-A2G WSH-ESLOK DIN 931 | 36 | 0 | 0 | 0 | 0 | 36 | 0 |  |  | Vendor Scope
1SYN226019R002A | IN-10026019.A.3 | GILN200123P0315 | HEX SCR.M 8*45 8.8-A2G WSH-ESLOK DIN 931 | 0 | 0 | 0 | 0 | 0 | 0 | 0 |  |  | Vendor Scope
1SYN426019R001A | IN-10026019.A.5 | GILN200123P0315 | HEX SCR.M 8*45 8.8-A2G WSH-ESLOK DIN 931 | 0 | 0 | 0 | 0 | 0 | 0 | 0 |  |  | Vendor Scope
1SYN126019R001A | IN-10026019.A.1 | GILN200123P0317 | Hexagon head bolts_partly threaded_ISO 4 | 52 | 0 | 0 | 0 | 0 | 52 | 0 |  |  | Vendor Scope
1SYN226019R001A | IN-10026019.A.2 | GILN200123P0317 | Hexagon head bolts_partly threaded_ISO 4 | 0 | 0 | 0 | 0 | 0 | 0 | 0 |  |  | Vendor Scope
1SYN226019R002A | IN-10026019.A.3 | GILN200123P0317 | Hexagon head bolts_partly threaded_ISO 4 | 0 | 0 | 0 | 0 | 0 | 0 | 0 |  |  | Vendor Scope
1SYN426019R001A | IN-10026019.A.5 | GILN200123P0317 | Hexagon head bolts_partly threaded_ISO 4 | 0 | 0 | 0 | 0 | 0 | 0 | 0 |  |  | Vendor Scope
1SYN126019R001A | IN-10026019.A.1 | GILN200123P0323 | HEX SCR. M8* 85 8.8-A3G WSH-ESL. DIN 931 | 104 | 0 | 0 | 0 | 0 | 104 | 0 |  |  | Vendor Scope
1SYN226019R001A | IN-10026019.A.2 | GILN200123P0323 | HEX SCR. M8* 85 8.8-A3G WSH-ESL. DIN 931 | 0 | 0 | 0 | 0 | 0 | 0 | 0 |  |  | Vendor Scope
1SYN226019R002A | IN-10026019.A.3 | GILN200123P0323 | HEX SCR. M8* 85 8.8-A3G WSH-ESL. DIN 931 | 0 | 0 | 0 | 0 | 0 | 0 | 0 |  |  | Vendor Scope
1SYN426019R001A | IN-10026019.A.5 | GILN200123P0323 | HEX SCR. M8* 85 8.8-A3G WSH-ESL. DIN 931 | 0 | 0 | 0 | 0 | 0 | 0 | 0 |  |  | Vendor Scope
1SYN126019R001A | IN-10026019.A.1 | GILN200123P0328 | HEX SCR.M8*130 8.8-A3G WSH-ESLOK DIN 931 | 32 | 0 | 0 | 0 | 0 | 32 | 0 |  |  | Vendor Scope
1SYN226019R001A | IN-10026019.A.2 | GILN200123P0328 | HEX SCR.M8*130 8.8-A3G WSH-ESLOK DIN 931 | 0 | 0 | 0 | 0 | 0 | 0 | 0 |  |  | Vendor Scope
1SYN226019R002A | IN-10026019.A.3 | GILN200123P0328 | HEX SCR.M8*130 8.8-A3G WSH-ESLOK DIN 931 | 0 | 0 | 0 | 0 | 0 | 0 | 0 |  |  | Vendor Scope
1SYN426019R001A | IN-10026019.A.5 | GILN200123P0328 | HEX SCR.M8*130 8.8-A3G WSH-ESLOK DIN 931 | 0 | 0 | 0 | 0 | 0 | 0 | 0 |  |  | Vendor Scope
1SYN126019R001A | IN-10026019.A.1 | GILN200123P0366 | FCREW,HEX,M10x50,8.8-A3G,WSH-ESLOK,DIN93 | 0 | 0 | 0 | 0 | 0 | 0 | 0 |  |  | Vendor Scope
1SYN226019R001A | IN-10026019.A.2 | GILN200123P0366 | FCREW,HEX,M10x50,8.8-A3G,WSH-ESLOK,DIN93 | 0 | 0 | 0 | 0 | 0 | 0 | 0 |  |  | Vendor Scope
1SYN226019R002A | IN-10026019.A.3 | GILN200123P0366 | FCREW,HEX,M10x50,8.8-A3G,WSH-ESLOK,DIN93 | 12 | 0 | 0 | 0 | 0 | 12 | 0 |  |  | Vendor Scope
1SYN426019R001A | IN-10026019.A.5 | GILN200123P0366 | FCREW,HEX,M10x50,8.8-A3G,WSH-ESLOK,DIN93 | 0 | 0 | 0 | 0 | 0 | 0 | 0 |  |  | Vendor Scope
1SYN126019R001A | IN-10026019.A.1 | GILN200123P0371 | HEX SCR.M10*75 8.8-A3G WSH-ESLOK DIN 931 | 0 | 0 | 0 | 0 | 0 | 0 | 0 |  |  | Vendor Scope
1SYN226019R001A | IN-10026019.A.2 | GILN200123P0371 | HEX SCR.M10*75 8.8-A3G WSH-ESLOK DIN 931 | 36 | 0 | 0 | 0 | 0 | 36 | 0 |  |  | Vendor Scope
1SYN226019R002A | IN-10026019.A.3 | GILN200123P0371 | HEX SCR.M10*75 8.8-A3G WSH-ESLOK DIN 931 | 0 | 0 | 0 | 0 | 0 | 0 | 0 |  |  | Vendor Scope
1SYN426019R001A | IN-10026019.A.5 | GILN200123P0371 | HEX SCR.M10*75 8.8-A3G WSH-ESLOK DIN 931 | 0 | 0 | 0 | 0 | 0 | 0 | 0 |  |  | Vendor Scope
1SYN126019R001A | IN-10026019.A.1 | GILN200123P0373 | HEX-HD-SCR_ISO4014_M10x 85-8.8/A3F_ESLOK | 208 | 0 | 0 | 0 | 0 | 208 | 0 |  |  | Vendor Scope
1SYN226019R001A | IN-10026019.A.2 | GILN200123P0373 | HEX-HD-SCR_ISO4014_M10x 85-8.8/A3F_ESLOK | 0 | 0 | 0 | 0 | 0 | 0 | 0 |  |  | Vendor Scope
1SYN226019R002A | IN-10026019.A.3 | GILN200123P0373 | HEX-HD-SCR_ISO4014_M10x 85-8.8/A3F_ESLOK | 0 | 0 | 0 | 0 | 0 | 0 | 0 |  |  | Vendor Scope
1SYN426019R001A | IN-10026019.A.5 | GILN200123P0373 | HEX-HD-SCR_ISO4014_M10x 85-8.8/A3F_ESLOK | 0 | 0 | 0 | 0 | 0 | 0 | 0 |  |  | Vendor Scope
1SYN126019R001A | IN-10026019.A.1 | GILN200123P0417 | HEX SCR. M12* 55 8.8-A3G WSH-ESLOK D | 52 | 0 | 0 | 0 | 0 | 52 | 0 |  |  | Vendor Scope
1SYN226019R001A | IN-10026019.A.2 | GILN200123P0417 | HEX SCR. M12* 55 8.8-A3G WSH-ESLOK D | 0 | 0 | 0 | 0 | 0 | 0 | 0 |  |  | Vendor Scope
1SYN226019R002A | IN-10026019.A.3 | GILN200123P0417 | HEX SCR. M12* 55 8.8-A3G WSH-ESLOK D | 0 | 0 | 0 | 0 | 0 | 0 | 0 |  |  | Vendor Scope
1SYN426019R001A | IN-10026019.A.5 | GILN200123P0417 | HEX SCR. M12* 55 8.8-A3G WSH-ESLOK D | 0 | 0 | 0 | 0 | 0 | 0 | 0 |  |  | Vendor Scope
1SYN126019R001A | IN-10026019.A.1 | GILN200123P0420 | SCREW,HEX,M12x70,8.8-A3G,WSH-ESLOK,DIN93 | 52 | 0 | 0 | 0 | 0 | 52 | 0 |  |  | Vendor Scope
1SYN226019R001A | IN-10026019.A.2 | GILN200123P0420 | SCREW,HEX,M12x70,8.8-A3G,WSH-ESLOK,DIN93 | 0 | 0 | 0 | 0 | 0 | 0 | 0 |  |  | Vendor Scope
1SYN226019R002A | IN-10026019.A.3 | GILN200123P0420 | SCREW,HEX,M12x70,8.8-A3G,WSH-ESLOK,DIN93 | 0 | 0 | 0 | 0 | 0 | 0 | 0 |  |  | Vendor Scope
1SYN426019R001A | IN-10026019.A.5 | GILN200123P0420 | SCREW,HEX,M12x70,8.8-A3G,WSH-ESLOK,DIN93 | 0 | 0 | 0 | 0 | 0 | 0 | 0 |  |  | Vendor Scope
1SYN126019R001A | IN-10026019.A.1 | GILN200123P0424 | BOLT,HEX,M12x90,8.8-A3G,WSH-ESLOK,DIN931 | 144 | 0 | 0 | 0 | 0 | 144 | 0 |  |  | Vendor Scope
1SYN226019R001A | IN-10026019.A.2 | GILN200123P0424 | BOLT,HEX,M12x90,8.8-A3G,WSH-ESLOK,DIN931 | 0 | 0 | 0 | 0 | 0 | 0 | 0 |  |  | Vendor Scope
1SYN226019R002A | IN-10026019.A.3 | GILN200123P0424 | BOLT,HEX,M12x90,8.8-A3G,WSH-ESLOK,DIN931 | 3 | 0 | 0 | 0 | 0 | 3 | 0 |  |  | Vendor Scope
1SYN426019R001A | IN-10026019.A.5 | GILN200123P0424 | BOLT,HEX,M12x90,8.8-A3G,WSH-ESLOK,DIN931 | 0 | 0 | 0 | 0 | 0 | 0 | 0 |  |  | Vendor Scope
1SYN126019R001A | IN-10026019.A.1 | GILN200123P0425 | SCREW,HEX,M12x100,8.8-A3G,WSH-ESLOK,DIN9 | 320 | 0 | 0 | 0 | 0 | 320 | 0 | INHN EPDS-LV Systems, Bangalore |  | Vendor Scope
1SYN226019R001A | IN-10026019.A.2 | GILN200123P0425 | SCREW,HEX,M12x100,8.8-A3G,WSH-ESLOK,DIN9 | 0 | 0 | 0 | 0 | 0 | 0 | 0 | INHN EPDS-LV Systems, Bangalore |  | Vendor Scope
1SYN226019R002A | IN-10026019.A.3 | GILN200123P0425 | SCREW,HEX,M12x100,8.8-A3G,WSH-ESLOK,DIN9 | 1 | 0 | 0 | 0 | 0 | 1 | 0 | INHN EPDS-LV Systems, Bangalore |  | Vendor Scope
1SYN426019R001A | IN-10026019.A.5 | GILN200123P0425 | SCREW,HEX,M12x100,8.8-A3G,WSH-ESLOK,DIN9 | 0 | 0 | 0 | 0 | 0 | 0 | 0 | INHN EPDS-LV Systems, Bangalore |  | Vendor Scope
1SYN126019R001A | IN-10026019.A.1 | GILN200123P0427 | SCREW,HEX,M12x120,8.8-A3G,WSH-ESLOK,DIN9 | 272 | 0 | 0 | 0 | 0 | 272 | 0 | INHN EPDS-LV Systems, Bangalore |  | Vendor Scope
1SYN226019R001A | IN-10026019.A.2 | GILN200123P0427 | SCREW,HEX,M12x120,8.8-A3G,WSH-ESLOK,DIN9 | 0 | 0 | 0 | 0 | 0 | 0 | 0 | INHN EPDS-LV Systems, Bangalore |  | Vendor Scope
1SYN226019R002A | IN-10026019.A.3 | GILN200123P0427 | SCREW,HEX,M12x120,8.8-A3G,WSH-ESLOK,DIN9 | 0 | 0 | 0 | 0 | 0 | 0 | 0 | INHN EPDS-LV Systems, Bangalore |  | Vendor Scope
1SYN426019R001A | IN-10026019.A.5 | GILN200123P0427 | SCREW,HEX,M12x120,8.8-A3G,WSH-ESLOK,DIN9 | 0 | 0 | 0 | 0 | 0 | 0 | 0 | INHN EPDS-LV Systems, Bangalore |  | Vendor Scope
1SYN126019R001A | IN-10026019.A.1 | GILN200124P0313 | Allen head cap screw M 8* 35 8 | 0 | 0 | 0 | 0 | 0 | 0 | 0 |  |  | Vendor Scope
1SYN226019R001A | IN-10026019.A.2 | GILN200124P0313 | Allen head cap screw M 8* 35 8 | 0 | 0 | 0 | 0 | 0 | 0 | 0 |  |  | Vendor Scope
1SYN226019R002A | IN-10026019.A.3 | GILN200124P0313 | Allen head cap screw M 8* 35 8 | 56 | 0 | 0 | 0 | 0 | 56 | 0 |  |  | Vendor Scope
1SYN426019R001A | IN-10026019.A.5 | GILN200124P0313 | Allen head cap screw M 8* 35 8 | 0 | 0 | 0 | 0 | 0 | 0 | 0 |  |  | Vendor Scope
1SYN126019R001A | IN-10026019.A.1 | GILN200124P0363 | CH HD SCR.M10* 35 8.8-A3G WSH-ESLOK DI | 0 | 0 | 0 | 0 | 0 | 0 | 0 |  |  | Vendor Scope
1SYN226019R001A | IN-10026019.A.2 | GILN200124P0363 | CH HD SCR.M10* 35 8.8-A3G WSH-ESLOK DI | 0 | 0 | 0 | 0 | 0 | 0 | 0 |  |  | Vendor Scope
1SYN226019R002A | IN-10026019.A.3 | GILN200124P0363 | CH HD SCR.M10* 35 8.8-A3G WSH-ESLOK DI | 8 | 0 | 0 | 0 | 0 | 8 | 0 |  |  | Vendor Scope
1SYN426019R001A | IN-10026019.A.5 | GILN200124P0363 | CH HD SCR.M10* 35 8.8-A3G WSH-ESLOK DI | 0 | 0 | 0 | 0 | 0 | 0 | 0 |  |  | Vendor Scope
1SYN126019R001A | IN-10026019.A.1 | GILN200124P0366 | CH HD SCR.M10* 50 8.8-A3G | 0 | 0 | 0 | 0 | 0 | 0 | 0 | INHN EPDS-LV Systems, Bangalore |  | Vendor Scope
1SYN226019R001A | IN-10026019.A.2 | GILN200124P0366 | CH HD SCR.M10* 50 8.8-A3G | 0 | 0 | 0 | 0 | 0 | 0 | 0 | INHN EPDS-LV Systems, Bangalore |  | Vendor Scope
1SYN226019R002A | IN-10026019.A.3 | GILN200124P0366 | CH HD SCR.M10* 50 8.8-A3G | 4 | 0 | 0 | 0 | 0 | 4 | 0 | INHN EPDS-LV Systems, Bangalore |  | Vendor Scope
1SYN426019R001A | IN-10026019.A.5 | GILN200124P0366 | CH HD SCR.M10* 50 8.8-A3G | 0 | 0 | 0 | 0 | 0 | 0 | 0 | INHN EPDS-LV Systems, Bangalore |  | Vendor Scope
1SYN126019R001A | IN-10026019.A.1 | GILN200125P0312 | HEX-HD-SCR_ISO4017_M8x 30-8.8/A2F_ESLOK | 0 | 0 | 0 | 0 | 0 | 0 | 0 |  |  | Vendor Scope
1SYN226019R001A | IN-10026019.A.2 | GILN200125P0312 | HEX-HD-SCR_ISO4017_M8x 30-8.8/A2F_ESLOK | 0 | 0 | 0 | 0 | 0 | 0 | 0 |  |  | Vendor Scope
1SYN226019R002A | IN-10026019.A.3 | GILN200125P0312 | HEX-HD-SCR_ISO4017_M8x 30-8.8/A2F_ESLOK | 16 | 0 | 0 | 0 | 0 | 16 | 0 |  |  | Vendor Scope
1SYN426019R001A | IN-10026019.A.5 | GILN200125P0312 | HEX-HD-SCR_ISO4017_M8x 30-8.8/A2F_ESLOK | 0 | 0 | 0 | 0 | 0 | 0 | 0 |  |  | Vendor Scope
1SYN126019R001A | IN-10026019.A.1 | GILN200125P0313 | BOLT,HEX,M8x35,8.8-A2G,WSH-ESLOK,DIN933 | 8 | 0 | 0 | 0 | 0 | 8 | 0 |  |  | Vendor Scope
1SYN226019R001A | IN-10026019.A.2 | GILN200125P0313 | BOLT,HEX,M8x35,8.8-A2G,WSH-ESLOK,DIN933 | 15 | 0 | 0 | 0 | 0 | 15 | 0 |  |  | Vendor Scope
1SYN226019R002A | IN-10026019.A.3 | GILN200125P0313 | BOLT,HEX,M8x35,8.8-A2G,WSH-ESLOK,DIN933 | 0 | 0 | 0 | 0 | 0 | 0 | 0 |  |  | Vendor Scope
1SYN426019R001A | IN-10026019.A.5 | GILN200125P0313 | BOLT,HEX,M8x35,8.8-A2G,WSH-ESLOK,DIN933 | 0 | 0 | 0 | 0 | 0 | 0 | 0 |  |  | Vendor Scope
1SYN126019R001A | IN-10026019.A.1 | GILN200125P0315 | Hexagon head screw M8X45 ESLOK | 26 | 0 | 0 | 0 | 0 | 26 | 0 |  |  | Vendor Scope
1SYN226019R001A | IN-10026019.A.2 | GILN200125P0315 | Hexagon head screw M8X45 ESLOK | 0 | 0 | 0 | 0 | 0 | 0 | 0 |  |  | Vendor Scope
1SYN226019R002A | IN-10026019.A.3 | GILN200125P0315 | Hexagon head screw M8X45 ESLOK | 0 | 0 | 0 | 0 | 0 | 0 | 0 |  |  | Vendor Scope
1SYN426019R001A | IN-10026019.A.5 | GILN200125P0315 | Hexagon head screw M8X45 ESLOK | 0 | 0 | 0 | 0 | 0 | 0 | 0 |  |  | Vendor Scope
1SYN126019R001A | IN-10026019.A.1 | GILN200125P0359 | hex head screw M10x16 | 2 | 0 | 0 | 0 | 0 | 2 | 0 |  |  | Vendor Scope
1SYN226019R001A | IN-10026019.A.2 | GILN200125P0359 | hex head screw M10x16 | 0 | 0 | 0 | 0 | 0 | 0 | 0 |  |  | Vendor Scope
1SYN226019R002A | IN-10026019.A.3 | GILN200125P0359 | hex head screw M10x16 | 0 | 0 | 0 | 0 | 0 | 0 | 0 |  |  | Vendor Scope
1SYN426019R001A | IN-10026019.A.5 | GILN200125P0359 | hex head screw M10x16 | 0 | 0 | 0 | 0 | 0 | 0 | 0 |  |  | Vendor Scope
1SYN126019R001A | IN-10026019.A.1 | GILN200125P0360 | HEX-HD-SCR_ISO4017_M10x 20-8.8/A3F_ESLOK | 2 | 0 | 0 | 0 | 0 | 2 | 0 |  |  | Vendor Scope
1SYN226019R001A | IN-10026019.A.2 | GILN200125P0360 | HEX-HD-SCR_ISO4017_M10x 20-8.8/A3F_ESLOK | 0 | 0 | 0 | 0 | 0 | 0 | 0 |  |  | Vendor Scope
1SYN226019R002A | IN-10026019.A.3 | GILN200125P0360 | HEX-HD-SCR_ISO4017_M10x 20-8.8/A3F_ESLOK | 0 | 0 | 0 | 0 | 0 | 0 | 0 |  |  | Vendor Scope
1SYN426019R001A | IN-10026019.A.5 | GILN200125P0360 | HEX-HD-SCR_ISO4017_M10x 20-8.8/A3F_ESLOK | 0 | 0 | 0 | 0 | 0 | 0 | 0 |  |  | Vendor Scope
1SYN126019R001A | IN-10026019.A.1 | GILN200125P0361 | Screw,Hex Head,Thread Lock M10x25 | 0 | 0 | 0 | 0 | 0 | 0 | 0 | INHN EPDS-LV Systems, Bangalore |  | Vendor Scope
1SYN226019R001A | IN-10026019.A.2 | GILN200125P0361 | Screw,Hex Head,Thread Lock M10x25 | 0 | 0 | 0 | 0 | 0 | 0 | 0 | INHN EPDS-LV Systems, Bangalore |  | Vendor Scope
1SYN226019R002A | IN-10026019.A.3 | GILN200125P0361 | Screw,Hex Head,Thread Lock M10x25 | 1 | 0 | 0 | 0 | 0 | 1 | 0 | INHN EPDS-LV Systems, Bangalore |  | Vendor Scope
1SYN426019R001A | IN-10026019.A.5 | GILN200125P0361 | Screw,Hex Head,Thread Lock M10x25 | 0 | 0 | 0 | 0 | 0 | 0 | 0 | INHN EPDS-LV Systems, Bangalore |  | Vendor Scope
1SYN126019R001A | IN-10026019.A.1 | GILN200125P0362 | hex head screw M10x30 | 13 | 0 | 0 | 0 | 0 | 13 | 0 |  |  | Vendor Scope
1SYN226019R001A | IN-10026019.A.2 | GILN200125P0362 | hex head screw M10x30 | 33 | 0 | 0 | 0 | 0 | 33 | 0 |  |  | Vendor Scope
1SYN226019R002A | IN-10026019.A.3 | GILN200125P0362 | hex head screw M10x30 | 0 | 0 | 0 | 0 | 0 | 0 | 0 |  |  | Vendor Scope
1SYN426019R001A | IN-10026019.A.5 | GILN200125P0362 | hex head screw M10x30 | 0 | 0 | 0 | 0 | 0 | 0 | 0 |  |  | Vendor Scope
1SYN126019R001A | IN-10026019.A.1 | GILN200125P0363 | HEX-HD-SCR_ISO4017_M10x 35-8.8/A3F_ESLOK | 45 | 0 | 0 | 0 | 0 | 45 | 0 | INHN EPDS-LV Systems, Bangalore |  | Vendor Scope
1SYN226019R001A | IN-10026019.A.2 | GILN200125P0363 | HEX-HD-SCR_ISO4017_M10x 35-8.8/A3F_ESLOK | 9 | 0 | 0 | 0 | 0 | 9 | 0 | INHN EPDS-LV Systems, Bangalore |  | Vendor Scope
1SYN226019R002A | IN-10026019.A.3 | GILN200125P0363 | HEX-HD-SCR_ISO4017_M10x 35-8.8/A3F_ESLOK | 27 | 0 | 0 | 0 | 0 | 27 | 0 | INHN EPDS-LV Systems, Bangalore |  | Vendor Scope
1SYN426019R001A | IN-10026019.A.5 | GILN200125P0363 | HEX-HD-SCR_ISO4017_M10x 35-8.8/A3F_ESLOK | 0 | 0 | 0 | 0 | 0 | 0 | 0 | INHN EPDS-LV Systems, Bangalore |  | Vendor Scope
1SYN126019R001A | IN-10026019.A.1 | GILN200125P0364 | Screw,Hex Head,Thread Lock M10x40 | 208 | 0 | 0 | 0 | 0 | 208 | 0 |  |  | Vendor Scope
1SYN226019R001A | IN-10026019.A.2 | GILN200125P0364 | Screw,Hex Head,Thread Lock M10x40 | 48 | 0 | 0 | 0 | 0 | 48 | 0 |  |  | Vendor Scope
1SYN226019R002A | IN-10026019.A.3 | GILN200125P0364 | Screw,Hex Head,Thread Lock M10x40 | 0 | 0 | 0 | 0 | 0 | 0 | 0 |  |  | Vendor Scope
1SYN426019R001A | IN-10026019.A.5 | GILN200125P0364 | Screw,Hex Head,Thread Lock M10x40 | 0 | 0 | 0 | 0 | 0 | 0 | 0 |  |  | Vendor Scope
1SYN126019R001A | IN-10026019.A.1 | GILN200125P0366 | HEX SCR. M10* 50 8.8-A3G WSH-ESLOK DI | 4 | 0 | 0 | 0 | 0 | 4 | 0 |  |  | Vendor Scope
1SYN226019R001A | IN-10026019.A.2 | GILN200125P0366 | HEX SCR. M10* 50 8.8-A3G WSH-ESLOK DI | 0 | 0 | 0 | 0 | 0 | 0 | 0 |  |  | Vendor Scope
1SYN226019R002A | IN-10026019.A.3 | GILN200125P0366 | HEX SCR. M10* 50 8.8-A3G WSH-ESLOK DI | 0 | 0 | 0 | 0 | 0 | 0 | 0 |  |  | Vendor Scope
1SYN426019R001A | IN-10026019.A.5 | GILN200125P0366 | HEX SCR. M10* 50 8.8-A3G WSH-ESLOK DI | 0 | 0 | 0 | 0 | 0 | 0 | 0 |  |  | Vendor Scope
1SYN126019R001A | IN-10026019.A.1 | GILN200125P0413 | hex head screw M12x35 | 2 | 0 | 0 | 0 | 0 | 2 | 0 |  |  | Vendor Scope
1SYN226019R001A | IN-10026019.A.2 | GILN200125P0413 | hex head screw M12x35 | 0 | 0 | 0 | 0 | 0 | 0 | 0 |  |  | Vendor Scope
1SYN226019R002A | IN-10026019.A.3 | GILN200125P0413 | hex head screw M12x35 | 0 | 0 | 0 | 0 | 0 | 0 | 0 |  |  | Vendor Scope
1SYN426019R001A | IN-10026019.A.5 | GILN200125P0413 | hex head screw M12x35 | 0 | 0 | 0 | 0 | 0 | 0 | 0 |  |  | Vendor Scope
1SYN126019R001A | IN-10026019.A.1 | GILN200125P0414 | BOLT,HEX,M12x40,8.8-A3G,WSH-ESLOK,DIN933 | 94 | 0 | 0 | 0 | 0 | 94 | 0 | INHN EPDS-LV Systems, Bangalore |  | Vendor Scope
1SYN226019R001A | IN-10026019.A.2 | GILN200125P0414 | BOLT,HEX,M12x40,8.8-A3G,WSH-ESLOK,DIN933 | 134 | 0 | 0 | 0 | 0 | 134 | 0 | INHN EPDS-LV Systems, Bangalore |  | Vendor Scope
1SYN226019R002A | IN-10026019.A.3 | GILN200125P0414 | BOLT,HEX,M12x40,8.8-A3G,WSH-ESLOK,DIN933 | 0 | 0 | 0 | 0 | 0 | 0 | 0 | INHN EPDS-LV Systems, Bangalore |  | Vendor Scope
1SYN426019R001A | IN-10026019.A.5 | GILN200125P0414 | BOLT,HEX,M12x40,8.8-A3G,WSH-ESLOK,DIN933 | 0 | 0 | 0 | 0 | 0 | 0 | 0 | INHN EPDS-LV Systems, Bangalore |  | Vendor Scope
1SYN126019R001A | IN-10026019.A.1 | GILN200125P0415 | HEX SCR. M12* 45 8.8-A3G WSH-ESLOK DIN 9 | 12 | 0 | 0 | 0 | 0 | 12 | 0 |  |  | Vendor Scope
1SYN226019R001A | IN-10026019.A.2 | GILN200125P0415 | HEX SCR. M12* 45 8.8-A3G WSH-ESLOK DIN 9 | 16 | 0 | 0 | 0 | 0 | 16 | 0 |  |  | Vendor Scope
1SYN226019R002A | IN-10026019.A.3 | GILN200125P0415 | HEX SCR. M12* 45 8.8-A3G WSH-ESLOK DIN 9 | 0 | 0 | 0 | 0 | 0 | 0 | 0 |  |  | Vendor Scope
1SYN426019R001A | IN-10026019.A.5 | GILN200125P0415 | HEX SCR. M12* 45 8.8-A3G WSH-ESLOK DIN 9 | 0 | 0 | 0 | 0 | 0 | 0 | 0 |  |  | Vendor Scope
1SYN126019R001A | IN-10026019.A.1 | GILN200125P0416 | BOLT,HEX,M12x50,8.8-A3G,WSH-ESLOK,DIN933 | 0 | 0 | 0 | 0 | 0 | 0 | 0 |  |  | Vendor Scope
1SYN226019R001A | IN-10026019.A.2 | GILN200125P0416 | BOLT,HEX,M12x50,8.8-A3G,WSH-ESLOK,DIN933 | 36 | 0 | 0 | 0 | 0 | 36 | 0 |  |  | Vendor Scope
1SYN226019R002A | IN-10026019.A.3 | GILN200125P0416 | BOLT,HEX,M12x50,8.8-A3G,WSH-ESLOK,DIN933 | 0 | 0 | 0 | 0 | 0 | 0 | 0 |  |  | Vendor Scope
1SYN426019R001A | IN-10026019.A.5 | GILN200125P0416 | BOLT,HEX,M12x50,8.8-A3G,WSH-ESLOK,DIN933 | 0 | 0 | 0 | 0 | 0 | 0 | 0 |  |  | Vendor Scope
1SYN126019R001A | IN-10026019.A.1 | GILN200125P0418 | GILN200125P0418hex head bolt M12x60 | 176 | 0 | 0 | 0 | 0 | 176 | 0 |  |  | Vendor Scope
1SYN226019R001A | IN-10026019.A.2 | GILN200125P0418 | GILN200125P0418hex head bolt M12x60 | 2 | 0 | 0 | 0 | 0 | 2 | 0 |  |  | Vendor Scope
1SYN226019R002A | IN-10026019.A.3 | GILN200125P0418 | GILN200125P0418hex head bolt M12x60 | 0 | 0 | 0 | 0 | 0 | 0 | 0 |  |  | Vendor Scope
1SYN426019R001A | IN-10026019.A.5 | GILN200125P0418 | GILN200125P0418hex head bolt M12x60 | 0 | 0 | 0 | 0 | 0 | 0 | 0 |  |  | Vendor Scope
1SYN126019R001A | IN-10026019.A.1 | GILN200125P2312 | Screw,Hex Head,Thread Lock M10x18 | 284 | 0 | 0 | 0 | 0 | 284 | 0 | INHN EPDS-LV Systems, Bangalore |  | Vendor Scope
1SYN226019R001A | IN-10026019.A.2 | GILN200125P2312 | Screw,Hex Head,Thread Lock M10x18 | 90 | 0 | 0 | 0 | 0 | 90 | 0 | INHN EPDS-LV Systems, Bangalore |  | Vendor Scope
1SYN226019R002A | IN-10026019.A.3 | GILN200125P2312 | Screw,Hex Head,Thread Lock M10x18 | 48 | 0 | 0 | 0 | 0 | 48 | 0 | INHN EPDS-LV Systems, Bangalore |  | Vendor Scope
1SYN426019R001A | IN-10026019.A.5 | GILN200125P2312 | Screw,Hex Head,Thread Lock M10x18 | 0 | 0 | 0 | 0 | 0 | 0 | 0 | INHN EPDS-LV Systems, Bangalore |  | Vendor Scope
1SYN126019R001A | IN-10026019.A.1 | GKR 060011B0039 | H07V-K 2,5 Cu.Z. 2,40 GG | 11 | 0 | 0 | 0 | 0 | 11 | 0 |  |  | Vendor Scope
1SYN226019R001A | IN-10026019.A.2 | GKR 060011B0039 | H07V-K 2,5 Cu.Z. 2,40 GG | 3 | 0 | 0 | 0 | 0 | 3 | 0 |  |  | Vendor Scope
1SYN226019R002A | IN-10026019.A.3 | GKR 060011B0039 | H07V-K 2,5 Cu.Z. 2,40 GG | 0 | 0 | 0 | 0 | 0 | 0 | 0 |  |  | Vendor Scope
1SYN426019R001A | IN-10026019.A.5 | GKR 060011B0039 | H07V-K 2,5 Cu.Z. 2,40 GG | 0 | 0 | 0 | 0 | 0 | 0 | 0 |  |  | Vendor Scope
1SYN126019R001A | IN-10026019.A.1 | GLB2400109P0001 | BRACKET,LIFTING-ANGLE-1 | 24 | 0 | 0 | 0 | 0 | 24 | 0 |  |  | Vendor Scope
1SYN226019R001A | IN-10026019.A.2 | GLB2400109P0001 | BRACKET,LIFTING-ANGLE-1 | 12 | 0 | 0 | 0 | 0 | 12 | 0 |  |  | Vendor Scope
1SYN226019R002A | IN-10026019.A.3 | GLB2400109P0001 | BRACKET,LIFTING-ANGLE-1 | 4 | 0 | 0 | 0 | 0 | 4 | 0 |  |  | Vendor Scope
1SYN426019R001A | IN-10026019.A.5 | GLB2400109P0001 | BRACKET,LIFTING-ANGLE-1 | 0 | 0 | 0 | 0 | 0 | 0 | 0 |  |  | Vendor Scope
1SYN126019R001A | IN-10026019.A.1 | GLBG215382P0002 | BRACKET,DC2BB-PARTN-REINFORCEMENT,W06 | 0 | 0 | 0 | 0 | 0 | 0 | 0 |  |  | Vendor Scope
1SYN226019R001A | IN-10026019.A.2 | GLBG215382P0002 | BRACKET,DC2BB-PARTN-REINFORCEMENT,W06 | 0 | 0 | 0 | 0 | 0 | 0 | 0 |  |  | Vendor Scope
1SYN226019R002A | IN-10026019.A.3 | GLBG215382P0002 | BRACKET,DC2BB-PARTN-REINFORCEMENT,W06 | 4 | 0 | 0 | 0 | 0 | 4 | 0 |  |  | Vendor Scope
1SYN426019R001A | IN-10026019.A.5 | GLBG215382P0002 | BRACKET,DC2BB-PARTN-REINFORCEMENT,W06 | 0 | 0 | 0 | 0 | 0 | 0 | 0 |  |  | Vendor Scope
1SYN126019R001A | IN-10026019.A.1 | GLBG215419P0002 | PARTITIONWALL,BLNK,W06,419x1006,5 | 0 | 0 | 0 | 0 | 0 | 0 | 0 | 1800000327 ABB s.r.o. ELSYNN ¦ INHN EPDS-LV Systems, Bangalore |  | Vendor Scope
1SYN226019R001A | IN-10026019.A.2 | GLBG215419P0002 | PARTITIONWALL,BLNK,W06,419x1006,5 | 0 | 0 | 0 | 0 | 0 | 0 | 0 | 1800000327 ABB s.r.o. ELSYNN ¦ INHN EPDS-LV Systems, Bangalore |  | Vendor Scope
1SYN226019R002A | IN-10026019.A.3 | GLBG215419P0002 | PARTITIONWALL,BLNK,W06,419x1006,5 | 2 | 0 | 0 | 0 | 0 | 2 | 0 | 1800000327 ABB s.r.o. ELSYNN ¦ INHN EPDS-LV Systems, Bangalore |  | Vendor Scope
1SYN426019R001A | IN-10026019.A.5 | GLBG215419P0002 | PARTITIONWALL,BLNK,W06,419x1006,5 | 0 | 0 | 0 | 0 | 0 | 0 | 0 | 1800000327 ABB s.r.o. ELSYNN ¦ INHN EPDS-LV Systems, Bangalore |  | Vendor Scope
1SYN126019R001A | IN-10026019.A.1 | GLBG215421P0002 | SUPPORT,DC2BB-PARTITION,W06,TOP | 0 | 0 | 0 | 0 | 0 | 0 | 0 |  |  | Vendor Scope
1SYN226019R001A | IN-10026019.A.2 | GLBG215421P0002 | SUPPORT,DC2BB-PARTITION,W06,TOP | 0 | 0 | 0 | 0 | 0 | 0 | 0 |  |  | Vendor Scope
1SYN226019R002A | IN-10026019.A.3 | GLBG215421P0002 | SUPPORT,DC2BB-PARTITION,W06,TOP | 1 | 0 | 0 | 0 | 0 | 1 | 0 |  |  | Vendor Scope
1SYN426019R001A | IN-10026019.A.5 | GLBG215421P0002 | SUPPORT,DC2BB-PARTITION,W06,TOP | 0 | 0 | 0 | 0 | 0 | 0 | 0 |  |  | Vendor Scope
1SYN126019R001A | IN-10026019.A.1 | GLBG215421P0005 | SUPPORT,DC2BB-PARTITION,W06,BOTTOM | 0 | 0 | 0 | 0 | 0 | 0 | 0 |  |  | Vendor Scope
1SYN226019R001A | IN-10026019.A.2 | GLBG215421P0005 | SUPPORT,DC2BB-PARTITION,W06,BOTTOM | 0 | 0 | 0 | 0 | 0 | 0 | 0 |  |  | Vendor Scope
1SYN226019R002A | IN-10026019.A.3 | GLBG215421P0005 | SUPPORT,DC2BB-PARTITION,W06,BOTTOM | 1 | 0 | 0 | 0 | 0 | 1 | 0 |  |  | Vendor Scope
1SYN426019R001A | IN-10026019.A.5 | GLBG215421P0005 | SUPPORT,DC2BB-PARTITION,W06,BOTTOM | 0 | 0 | 0 | 0 | 0 | 0 | 0 |  |  | Vendor Scope
1SYN126019R001A | IN-10026019.A.1 | GLBG215422P0001 | PARTITION PROFILE-1,F1-F5,L&RHS,L-2025 | 0 | 0 | 0 | 0 | 0 | 0 | 0 | 1300025213 Changzhou Huaheng Electrical ¦ 1800000327 ABB s.r.o. ELSYNN ¦ 1800000464 ABB Xiamen Low Voltage Equipment ¦ INHN EPDS-LV Systems, Bangalore |  | ABB
1SYN226019R001A | IN-10026019.A.2 | GLBG215422P0001 | PARTITION PROFILE-1,F1-F5,L&RHS,L-2025 | 0 | 0 | 0 | 0 | 0 | 0 | 0 | 1300025213 Changzhou Huaheng Electrical ¦ 1800000327 ABB s.r.o. ELSYNN ¦ 1800000464 ABB Xiamen Low Voltage Equipment ¦ INHN EPDS-LV Systems, Bangalore |  | ABB
1SYN226019R002A | IN-10026019.A.3 | GLBG215422P0001 | PARTITION PROFILE-1,F1-F5,L&RHS,L-2025 | 2 | 0 | 0 | 0 | 0 | 2 | 0 | 1300025213 Changzhou Huaheng Electrical ¦ 1800000327 ABB s.r.o. ELSYNN ¦ 1800000464 ABB Xiamen Low Voltage Equipment ¦ INHN EPDS-LV Systems, Bangalore |  | ABB
1SYN426019R001A | IN-10026019.A.5 | GLBG215422P0001 | PARTITION PROFILE-1,F1-F5,L&RHS,L-2025 | 0 | 0 | 0 | 0 | 0 | 0 | 0 | 1300025213 Changzhou Huaheng Electrical ¦ 1800000327 ABB s.r.o. ELSYNN ¦ 1800000464 ABB Xiamen Low Voltage Equipment ¦ INHN EPDS-LV Systems, Bangalore |  | ABB
1SYN126019R001A | IN-10026019.A.1 | GLBG215423P0002 | PARTITION PROFILE L:600 | 0 | 0 | 0 | 0 | 0 | 0 | 0 | 1300025213 Changzhou Huaheng Electrical ¦ 1800000327 ABB s.r.o. ELSYNN ¦ INHN EPDS-LV Systems, Bangalore |  | ABB
1SYN226019R001A | IN-10026019.A.2 | GLBG215423P0002 | PARTITION PROFILE L:600 | 0 | 0 | 0 | 0 | 0 | 0 | 0 | 1300025213 Changzhou Huaheng Electrical ¦ 1800000327 ABB s.r.o. ELSYNN ¦ INHN EPDS-LV Systems, Bangalore |  | ABB
1SYN226019R002A | IN-10026019.A.3 | GLBG215423P0002 | PARTITION PROFILE L:600 | 1 | 0 | 0 | 0 | 0 | 1 | 0 | 1300025213 Changzhou Huaheng Electrical ¦ 1800000327 ABB s.r.o. ELSYNN ¦ INHN EPDS-LV Systems, Bangalore |  | ABB
1SYN426019R001A | IN-10026019.A.5 | GLBG215423P0002 | PARTITION PROFILE L:600 | 0 | 0 | 0 | 0 | 0 | 0 | 0 | 1300025213 Changzhou Huaheng Electrical ¦ 1800000327 ABB s.r.o. ELSYNN ¦ INHN EPDS-LV Systems, Bangalore |  | ABB
1SYN126019R001A | IN-10026019.A.1 | GLBG300104P0001 | INDUSTRIAL RELEASE 400mm | 3 | 0 | 0 | 0 | 0 | 3 | 0 | 1800000327 ABB s.r.o. ELSYNN |  | ABB
1SYN226019R001A | IN-10026019.A.2 | GLBG300104P0001 | INDUSTRIAL RELEASE 400mm | 0 | 0 | 0 | 0 | 0 | 0 | 0 | 1800000327 ABB s.r.o. ELSYNN |  | ABB
1SYN226019R002A | IN-10026019.A.3 | GLBG300104P0001 | INDUSTRIAL RELEASE 400mm | 0 | 0 | 0 | 0 | 0 | 0 | 0 | 1800000327 ABB s.r.o. ELSYNN |  | ABB
1SYN426019R001A | IN-10026019.A.5 | GLBG300104P0001 | INDUSTRIAL RELEASE 400mm | 0 | 0 | 0 | 0 | 0 | 0 | 0 | 1800000327 ABB s.r.o. ELSYNN |  | ABB
1SYN126019R001A | IN-10026019.A.1 | GLBG300127P0001 | PIN RELEASE, MNS | 3 | 0 | 0 | 0 | 0 | 3 | 0 | 1800000327 ABB s.r.o. ELSYNN |  | ABB
1SYN226019R001A | IN-10026019.A.2 | GLBG300127P0001 | PIN RELEASE, MNS | 0 | 0 | 0 | 0 | 0 | 0 | 0 | 1800000327 ABB s.r.o. ELSYNN |  | ABB
1SYN226019R002A | IN-10026019.A.3 | GLBG300127P0001 | PIN RELEASE, MNS | 0 | 0 | 0 | 0 | 0 | 0 | 0 | 1800000327 ABB s.r.o. ELSYNN |  | ABB
1SYN426019R001A | IN-10026019.A.5 | GLBG300127P0001 | PIN RELEASE, MNS | 0 | 0 | 0 | 0 | 0 | 0 | 0 | 1800000327 ABB s.r.o. ELSYNN |  | ABB
1SYN126019R001A | IN-10026019.A.1 | GLBK400000P0001 | C-PROFILE 1,L-2200MM | 0 | 0 | 0 | 0 | 0 | 0 | 0 |  |  | Vendor Scope
1SYN226019R001A | IN-10026019.A.2 | GLBK400000P0001 | C-PROFILE 1,L-2200MM | 0 | 0 | 0 | 0 | 0 | 0 | 0 |  |  | Vendor Scope
1SYN226019R002A | IN-10026019.A.3 | GLBK400000P0001 | C-PROFILE 1,L-2200MM | 6 | 0 | 0 | 0 | 0 | 6 | 0 |  |  | Vendor Scope
1SYN426019R001A | IN-10026019.A.5 | GLBK400000P0001 | C-PROFILE 1,L-2200MM | 0 | 0 | 0 | 0 | 0 | 0 | 0 |  |  | Vendor Scope
1SYN126019R001A | IN-10026019.A.1 | GLBK400000P2300 | C-PROFILE 1 2300MM | 88 | 0 | 0 | 0 | 0 | 88 | 0 |  |  | Vendor Scope
1SYN226019R001A | IN-10026019.A.2 | GLBK400000P2300 | C-PROFILE 1 2300MM | 48 | 0 | 0 | 0 | 0 | 48 | 0 |  |  | Vendor Scope
1SYN226019R002A | IN-10026019.A.3 | GLBK400000P2300 | C-PROFILE 1 2300MM | 0 | 0 | 0 | 0 | 0 | 0 | 0 |  |  | Vendor Scope
1SYN426019R001A | IN-10026019.A.5 | GLBK400000P2300 | C-PROFILE 1 2300MM | 0 | 0 | 0 | 0 | 0 | 0 | 0 |  |  | Vendor Scope
1SYN126019R001A | IN-10026019.A.1 | GLBK400001P0002 | C-PROFILE 2, L = 500MM | 1 | 0 | 0 | 0 | 0 | 1 | 0 |  |  | Vendor Scope
1SYN226019R001A | IN-10026019.A.2 | GLBK400001P0002 | C-PROFILE 2, L = 500MM | 0 | 0 | 0 | 0 | 0 | 0 | 0 |  |  | Vendor Scope
1SYN226019R002A | IN-10026019.A.3 | GLBK400001P0002 | C-PROFILE 2, L = 500MM | 4 | 0 | 0 | 0 | 0 | 4 | 0 |  |  | Vendor Scope
1SYN426019R001A | IN-10026019.A.5 | GLBK400001P0002 | C-PROFILE 2, L = 500MM | 0 | 0 | 0 | 0 | 0 | 0 | 0 |  |  | Vendor Scope
1SYN126019R001A | IN-10026019.A.1 | GLBK400001P0003 | C-PROFILE 2 700MM | 0 | 0 | 0 | 0 | 0 | 0 | 0 |  |  | Vendor Scope
1SYN226019R001A | IN-10026019.A.2 | GLBK400001P0003 | C-PROFILE 2 700MM | 0 | 0 | 0 | 0 | 0 | 0 | 0 |  |  | Vendor Scope
1SYN226019R002A | IN-10026019.A.3 | GLBK400001P0003 | C-PROFILE 2 700MM | 8 | 0 | 0 | 0 | 0 | 8 | 0 |  |  | Vendor Scope
1SYN426019R001A | IN-10026019.A.5 | GLBK400001P0003 | C-PROFILE 2 700MM | 0 | 0 | 0 | 0 | 0 | 0 | 0 |  |  | Vendor Scope
1SYN126019R001A | IN-10026019.A.1 | GLBK400001P0004 | C-PROFILE 2, L = 900MM | 0 | 0 | 0 | 0 | 0 | 0 | 0 |  |  | Vendor Scope
1SYN226019R001A | IN-10026019.A.2 | GLBK400001P0004 | C-PROFILE 2, L = 900MM | 57 | 0 | 0 | 0 | 0 | 57 | 0 |  |  | Vendor Scope
1SYN226019R002A | IN-10026019.A.3 | GLBK400001P0004 | C-PROFILE 2, L = 900MM | 0 | 0 | 0 | 0 | 0 | 0 | 0 |  |  | Vendor Scope
1SYN426019R001A | IN-10026019.A.5 | GLBK400001P0004 | C-PROFILE 2, L = 900MM | 0 | 0 | 0 | 0 | 0 | 0 | 0 |  |  | Vendor Scope
1SYN126019R001A | IN-10026019.A.1 | GLBK400001P0005 | C-PROFILE 2 ,L-1100MM | 55 | 0 | 0 | 0 | 0 | 55 | 0 |  |  | Vendor Scope
1SYN226019R001A | IN-10026019.A.2 | GLBK400001P0005 | C-PROFILE 2 ,L-1100MM | 0 | 0 | 0 | 0 | 0 | 0 | 0 |  |  | Vendor Scope
1SYN226019R002A | IN-10026019.A.3 | GLBK400001P0005 | C-PROFILE 2 ,L-1100MM | 0 | 0 | 0 | 0 | 0 | 0 | 0 |  |  | Vendor Scope
1SYN426019R001A | IN-10026019.A.5 | GLBK400001P0005 | C-PROFILE 2 ,L-1100MM | 0 | 0 | 0 | 0 | 0 | 0 | 0 |  |  | Vendor Scope
1SYN126019R001A | IN-10026019.A.1 | GLBK400001P0009 | C-PROFILE 2, L = 2100MM | 0 | 0 | 0 | 0 | 0 | 0 | 0 |  |  | Vendor Scope
1SYN226019R001A | IN-10026019.A.2 | GLBK400001P0009 | C-PROFILE 2, L = 2100MM | 0 | 0 | 0 | 0 | 0 | 0 | 0 |  |  | Vendor Scope
1SYN226019R002A | IN-10026019.A.3 | GLBK400001P0009 | C-PROFILE 2, L = 2100MM | 1 | 0 | 0 | 0 | 0 | 1 | 0 |  |  | Vendor Scope
1SYN426019R001A | IN-10026019.A.5 | GLBK400001P0009 | C-PROFILE 2, L = 2100MM | 0 | 0 | 0 | 0 | 0 | 0 | 0 |  |  | Vendor Scope
1SYN126019R001A | IN-10026019.A.1 | GLBK400001P0250 | C2-0250 | 0 | 0 | 0 | 0 | 0 | 0 | 0 |  |  | Vendor Scope
1SYN226019R001A | IN-10026019.A.2 | GLBK400001P0250 | C2-0250 | 9 | 0 | 0 | 0 | 0 | 9 | 0 |  |  | Vendor Scope
1SYN226019R002A | IN-10026019.A.3 | GLBK400001P0250 | C2-0250 | 0 | 0 | 0 | 0 | 0 | 0 | 0 |  |  | Vendor Scope
1SYN426019R001A | IN-10026019.A.5 | GLBK400001P0250 | C2-0250 | 0 | 0 | 0 | 0 | 0 | 0 | 0 |  |  | Vendor Scope
1SYN126019R001A | IN-10026019.A.1 | GLBK400001P0550 | C-PROFILE 2 550MM | 0 | 0 | 0 | 0 | 0 | 0 | 0 |  |  | Vendor Scope
1SYN226019R001A | IN-10026019.A.2 | GLBK400001P0550 | C-PROFILE 2 550MM | 15 | 0 | 0 | 0 | 0 | 15 | 0 |  |  | Vendor Scope
1SYN226019R002A | IN-10026019.A.3 | GLBK400001P0550 | C-PROFILE 2 550MM | 0 | 0 | 0 | 0 | 0 | 0 | 0 |  |  | Vendor Scope
1SYN426019R001A | IN-10026019.A.5 | GLBK400001P0550 | C-PROFILE 2 550MM | 0 | 0 | 0 | 0 | 0 | 0 | 0 |  |  | Vendor Scope
1SYN126019R001A | IN-10026019.A.1 | GLBK400001P0600 | C-PROFILE 2 600MM | 3 | 0 | 0 | 0 | 0 | 3 | 0 |  |  | Vendor Scope
1SYN226019R001A | IN-10026019.A.2 | GLBK400001P0600 | C-PROFILE 2 600MM | 0 | 0 | 0 | 0 | 0 | 0 | 0 |  |  | Vendor Scope
1SYN226019R002A | IN-10026019.A.3 | GLBK400001P0600 | C-PROFILE 2 600MM | 0 | 0 | 0 | 0 | 0 | 0 | 0 |  |  | Vendor Scope
1SYN426019R001A | IN-10026019.A.5 | GLBK400001P0600 | C-PROFILE 2 600MM | 0 | 0 | 0 | 0 | 0 | 0 | 0 |  |  | Vendor Scope
1SYN126019R001A | IN-10026019.A.1 | GLBK400001P0750 | C-PROFILE 2 750MM | 29 | 0 | 0 | 0 | 0 | 29 | 0 |  |  | Vendor Scope
1SYN226019R001A | IN-10026019.A.2 | GLBK400001P0750 | C-PROFILE 2 750MM | 0 | 0 | 0 | 0 | 0 | 0 | 0 |  |  | Vendor Scope
1SYN226019R002A | IN-10026019.A.3 | GLBK400001P0750 | C-PROFILE 2 750MM | 0 | 0 | 0 | 0 | 0 | 0 | 0 |  |  | Vendor Scope
1SYN426019R001A | IN-10026019.A.5 | GLBK400001P0750 | C-PROFILE 2 750MM | 0 | 0 | 0 | 0 | 0 | 0 | 0 |  |  | Vendor Scope
1SYN126019R001A | IN-10026019.A.1 | GLBK400001P0950 | C-PROFILE 2 950MM | 6 | 0 | 0 | 0 | 0 | 6 | 0 |  |  | Vendor Scope
1SYN226019R001A | IN-10026019.A.2 | GLBK400001P0950 | C-PROFILE 2 950MM | 0 | 0 | 0 | 0 | 0 | 0 | 0 |  |  | Vendor Scope
1SYN226019R002A | IN-10026019.A.3 | GLBK400001P0950 | C-PROFILE 2 950MM | 0 | 0 | 0 | 0 | 0 | 0 | 0 |  |  | Vendor Scope
1SYN426019R001A | IN-10026019.A.5 | GLBK400001P0950 | C-PROFILE 2 950MM | 0 | 0 | 0 | 0 | 0 | 0 | 0 |  |  | Vendor Scope
1SYN126019R001A | IN-10026019.A.1 | GLBK400001P1150 | C-profile C2-1150 | 4 | 0 | 0 | 0 | 0 | 4 | 0 |  |  | Vendor Scope
1SYN226019R001A | IN-10026019.A.2 | GLBK400001P1150 | C-profile C2-1150 | 0 | 0 | 0 | 0 | 0 | 0 | 0 |  |  | Vendor Scope
1SYN226019R002A | IN-10026019.A.3 | GLBK400001P1150 | C-profile C2-1150 | 0 | 0 | 0 | 0 | 0 | 0 | 0 |  |  | Vendor Scope
1SYN426019R001A | IN-10026019.A.5 | GLBK400001P1150 | C-profile C2-1150 | 0 | 0 | 0 | 0 | 0 | 0 | 0 |  |  | Vendor Scope
1SYN126019R001A | IN-10026019.A.1 | GLBK400001P2200 | C-PROFILE 2 2200MM | 4 | 0 | 0 | 0 | 0 | 4 | 0 |  |  | Vendor Scope
1SYN226019R001A | IN-10026019.A.2 | GLBK400001P2200 | C-PROFILE 2 2200MM | 0 | 0 | 0 | 0 | 0 | 0 | 0 |  |  | Vendor Scope
1SYN226019R002A | IN-10026019.A.3 | GLBK400001P2200 | C-PROFILE 2 2200MM | 0 | 0 | 0 | 0 | 0 | 0 | 0 |  |  | Vendor Scope
1SYN426019R001A | IN-10026019.A.5 | GLBK400001P2200 | C-PROFILE 2 2200MM | 0 | 0 | 0 | 0 | 0 | 0 | 0 |  |  | Vendor Scope
1SYN126019R001A | IN-10026019.A.1 | GLBK400001P4100 | C-PROFILE 2,L -1100MM,ANTI-MAGN | 48 | 0 | 0 | 0 | 0 | 48 | 0 | INHN EPDS-LV Systems, Bangalore |  | Vendor Scope
1SYN226019R001A | IN-10026019.A.2 | GLBK400001P4100 | C-PROFILE 2,L -1100MM,ANTI-MAGN | 0 | 0 | 0 | 0 | 0 | 0 | 0 | INHN EPDS-LV Systems, Bangalore |  | Vendor Scope
1SYN226019R002A | IN-10026019.A.3 | GLBK400001P4100 | C-PROFILE 2,L -1100MM,ANTI-MAGN | 0 | 0 | 0 | 0 | 0 | 0 | 0 | INHN EPDS-LV Systems, Bangalore |  | Vendor Scope
1SYN426019R001A | IN-10026019.A.5 | GLBK400001P4100 | C-PROFILE 2,L -1100MM,ANTI-MAGN | 0 | 0 | 0 | 0 | 0 | 0 | 0 | INHN EPDS-LV Systems, Bangalore |  | Vendor Scope
1SYN126019R001A | IN-10026019.A.1 | GLBK400002P0001 | C-PROFILE 3 , L = 350MM | 28 | 0 | 0 | 0 | 0 | 28 | 0 |  |  | Vendor Scope
1SYN226019R001A | IN-10026019.A.2 | GLBK400002P0001 | C-PROFILE 3 , L = 350MM | 0 | 0 | 0 | 0 | 0 | 0 | 0 |  |  | Vendor Scope
1SYN226019R002A | IN-10026019.A.3 | GLBK400002P0001 | C-PROFILE 3 , L = 350MM | 2 | 0 | 0 | 0 | 0 | 2 | 0 |  |  | Vendor Scope
1SYN426019R001A | IN-10026019.A.5 | GLBK400002P0001 | C-PROFILE 3 , L = 350MM | 0 | 0 | 0 | 0 | 0 | 0 | 0 |  |  | Vendor Scope
1SYN126019R001A | IN-10026019.A.1 | GLBK400002P0002 | C-PROFILE 3, L = 550MM | 39 | 0 | 0 | 0 | 0 | 39 | 0 |  |  | Vendor Scope
1SYN226019R001A | IN-10026019.A.2 | GLBK400002P0002 | C-PROFILE 3, L = 550MM | 33 | 0 | 0 | 0 | 0 | 33 | 0 |  |  | Vendor Scope
1SYN226019R002A | IN-10026019.A.3 | GLBK400002P0002 | C-PROFILE 3, L = 550MM | 2 | 0 | 0 | 0 | 0 | 2 | 0 |  |  | Vendor Scope
1SYN426019R001A | IN-10026019.A.5 | GLBK400002P0002 | C-PROFILE 3, L = 550MM | 0 | 0 | 0 | 0 | 0 | 0 | 0 |  |  | Vendor Scope
1SYN126019R001A | IN-10026019.A.1 | GLBK400002P0003 | C-PROFILE 3, L-750MM | 3 | 0 | 0 | 0 | 0 | 3 | 0 |  |  | Vendor Scope
1SYN226019R001A | IN-10026019.A.2 | GLBK400002P0003 | C-PROFILE 3, L-750MM | 0 | 0 | 0 | 0 | 0 | 0 | 0 |  |  | Vendor Scope
1SYN226019R002A | IN-10026019.A.3 | GLBK400002P0003 | C-PROFILE 3, L-750MM | 0 | 0 | 0 | 0 | 0 | 0 | 0 |  |  | Vendor Scope
1SYN426019R001A | IN-10026019.A.5 | GLBK400002P0003 | C-PROFILE 3, L-750MM | 0 | 0 | 0 | 0 | 0 | 0 | 0 |  |  | Vendor Scope
1SYN126019R001A | IN-10026019.A.1 | GLBK400002P0004 | C-PROFILE 3, L = 950MM | 7 | 0 | 0 | 0 | 0 | 7 | 0 |  |  | Vendor Scope
1SYN226019R001A | IN-10026019.A.2 | GLBK400002P0004 | C-PROFILE 3, L = 950MM | 0 | 0 | 0 | 0 | 0 | 0 | 0 |  |  | Vendor Scope
1SYN226019R002A | IN-10026019.A.3 | GLBK400002P0004 | C-PROFILE 3, L = 950MM | 2 | 0 | 0 | 0 | 0 | 2 | 0 |  |  | Vendor Scope
1SYN426019R001A | IN-10026019.A.5 | GLBK400002P0004 | C-PROFILE 3, L = 950MM | 0 | 0 | 0 | 0 | 0 | 0 | 0 |  |  | Vendor Scope
1SYN126019R001A | IN-10026019.A.1 | GLBK400002P0006 | C-PROFILE 3, L = 1700MM | 79 | 0 | 0 | 0 | 0 | 79 | 0 |  |  | Vendor Scope
1SYN226019R001A | IN-10026019.A.2 | GLBK400002P0006 | C-PROFILE 3, L = 1700MM | 0 | 0 | 0 | 0 | 0 | 0 | 0 |  |  | Vendor Scope
1SYN226019R002A | IN-10026019.A.3 | GLBK400002P0006 | C-PROFILE 3, L = 1700MM | 0 | 0 | 0 | 0 | 0 | 0 | 0 |  |  | Vendor Scope
1SYN426019R001A | IN-10026019.A.5 | GLBK400002P0006 | C-PROFILE 3, L = 1700MM | 0 | 0 | 0 | 0 | 0 | 0 | 0 |  |  | Vendor Scope
1SYN126019R001A | IN-10026019.A.1 | GLBK400002P0007 | C-PROFILE 3 1900MM | 0 | 0 | 0 | 0 | 0 | 0 | 0 |  |  | Vendor Scope
1SYN226019R001A | IN-10026019.A.2 | GLBK400002P0007 | C-PROFILE 3 1900MM | 15 | 0 | 0 | 0 | 0 | 15 | 0 |  |  | Vendor Scope
1SYN226019R002A | IN-10026019.A.3 | GLBK400002P0007 | C-PROFILE 3 1900MM | 0 | 0 | 0 | 0 | 0 | 0 | 0 |  |  | Vendor Scope
1SYN426019R001A | IN-10026019.A.5 | GLBK400002P0007 | C-PROFILE 3 1900MM | 0 | 0 | 0 | 0 | 0 | 0 | 0 |  |  | Vendor Scope
1SYN126019R001A | IN-10026019.A.1 | GLBK400002P0008 | C-PROFILE 3, L-2100MM | 0 | 0 | 0 | 0 | 0 | 0 | 0 |  |  | Vendor Scope
1SYN226019R001A | IN-10026019.A.2 | GLBK400002P0008 | C-PROFILE 3, L-2100MM | 0 | 0 | 0 | 0 | 0 | 0 | 0 |  |  | Vendor Scope
1SYN226019R002A | IN-10026019.A.3 | GLBK400002P0008 | C-PROFILE 3, L-2100MM | 8 | 0 | 0 | 0 | 0 | 8 | 0 |  |  | Vendor Scope
1SYN426019R001A | IN-10026019.A.5 | GLBK400002P0008 | C-PROFILE 3, L-2100MM | 0 | 0 | 0 | 0 | 0 | 0 | 0 |  |  | Vendor Scope
1SYN126019R001A | IN-10026019.A.1 | GLBK400002P0012 | C-PROFILE 3, L = 1150MM | 3 | 0 | 0 | 0 | 0 | 3 | 0 |  |  | Vendor Scope
1SYN226019R001A | IN-10026019.A.2 | GLBK400002P0012 | C-PROFILE 3, L = 1150MM | 0 | 0 | 0 | 0 | 0 | 0 | 0 |  |  | Vendor Scope
1SYN226019R002A | IN-10026019.A.3 | GLBK400002P0012 | C-PROFILE 3, L = 1150MM | 0 | 0 | 0 | 0 | 0 | 0 | 0 |  |  | Vendor Scope
1SYN426019R001A | IN-10026019.A.5 | GLBK400002P0012 | C-PROFILE 3, L = 1150MM | 0 | 0 | 0 | 0 | 0 | 0 | 0 |  |  | Vendor Scope
1SYN126019R001A | IN-10026019.A.1 | GLBK400002P0250 | C-PROFILE 3 250MM | 4 | 0 | 0 | 0 | 0 | 4 | 0 |  |  | Vendor Scope
1SYN226019R001A | IN-10026019.A.2 | GLBK400002P0250 | C-PROFILE 3 250MM | 0 | 0 | 0 | 0 | 0 | 0 | 0 |  |  | Vendor Scope
1SYN226019R002A | IN-10026019.A.3 | GLBK400002P0250 | C-PROFILE 3 250MM | 0 | 0 | 0 | 0 | 0 | 0 | 0 |  |  | Vendor Scope
1SYN426019R001A | IN-10026019.A.5 | GLBK400002P0250 | C-PROFILE 3 250MM | 0 | 0 | 0 | 0 | 0 | 0 | 0 |  |  | Vendor Scope
1SYN126019R001A | IN-10026019.A.1 | GLBK400002P0400 | C-PROFILE 3, L = 400MM | 6 | 0 | 0 | 0 | 0 | 6 | 0 |  |  | Vendor Scope
1SYN226019R001A | IN-10026019.A.2 | GLBK400002P0400 | C-PROFILE 3, L = 400MM | 0 | 0 | 0 | 0 | 0 | 0 | 0 |  |  | Vendor Scope
1SYN226019R002A | IN-10026019.A.3 | GLBK400002P0400 | C-PROFILE 3, L = 400MM | 0 | 0 | 0 | 0 | 0 | 0 | 0 |  |  | Vendor Scope
1SYN426019R001A | IN-10026019.A.5 | GLBK400002P0400 | C-PROFILE 3, L = 400MM | 0 | 0 | 0 | 0 | 0 | 0 | 0 |  |  | Vendor Scope
1SYN126019R001A | IN-10026019.A.1 | GLBK400002P0450 | C-PROFILE 3 450MM | 2 | 0 | 0 | 0 | 0 | 2 | 0 |  |  | Vendor Scope
1SYN226019R001A | IN-10026019.A.2 | GLBK400002P0450 | C-PROFILE 3 450MM | 0 | 0 | 0 | 0 | 0 | 0 | 0 |  |  | Vendor Scope
1SYN226019R002A | IN-10026019.A.3 | GLBK400002P0450 | C-PROFILE 3 450MM | 0 | 0 | 0 | 0 | 0 | 0 | 0 |  |  | Vendor Scope
1SYN426019R001A | IN-10026019.A.5 | GLBK400002P0450 | C-PROFILE 3 450MM | 0 | 0 | 0 | 0 | 0 | 0 | 0 |  |  | Vendor Scope
1SYN126019R001A | IN-10026019.A.1 | GLBK400002P1925 | C-PROFIL 3 1925MM | 0 | 0 | 0 | 0 | 0 | 0 | 0 |  |  | Vendor Scope
1SYN226019R001A | IN-10026019.A.2 | GLBK400002P1925 | C-PROFIL 3 1925MM | 18 | 0 | 0 | 0 | 0 | 18 | 0 |  |  | Vendor Scope
1SYN226019R002A | IN-10026019.A.3 | GLBK400002P1925 | C-PROFIL 3 1925MM | 0 | 0 | 0 | 0 | 0 | 0 | 0 |  |  | Vendor Scope
1SYN426019R001A | IN-10026019.A.5 | GLBK400002P1925 | C-PROFIL 3 1925MM | 0 | 0 | 0 | 0 | 0 | 0 | 0 |  |  | Vendor Scope
1SYN126019R001A | IN-10026019.A.1 | GLBK400002P2200 | C-profile 3 L=2200 | 33 | 0 | 0 | 0 | 0 | 33 | 0 |  |  | Vendor Scope
1SYN226019R001A | IN-10026019.A.2 | GLBK400002P2200 | C-profile 3 L=2200 | 15 | 0 | 0 | 0 | 0 | 15 | 0 |  |  | Vendor Scope
1SYN226019R002A | IN-10026019.A.3 | GLBK400002P2200 | C-profile 3 L=2200 | 0 | 0 | 0 | 0 | 0 | 0 | 0 |  |  | Vendor Scope
1SYN426019R001A | IN-10026019.A.5 | GLBK400002P2200 | C-profile 3 L=2200 | 0 | 0 | 0 | 0 | 0 | 0 | 0 |  |  | Vendor Scope
1SYN126019R001A | IN-10026019.A.1 | GLBK400004P0002 | PRESSURE PLATE; BK-D | 284 | 0 | 0 | 0 | 0 | 284 | 0 | INHN EPDS-LV Systems, Bangalore |  | Vendor Scope
1SYN226019R001A | IN-10026019.A.2 | GLBK400004P0002 | PRESSURE PLATE; BK-D | 90 | 0 | 0 | 0 | 0 | 90 | 0 | INHN EPDS-LV Systems, Bangalore |  | Vendor Scope
1SYN226019R002A | IN-10026019.A.3 | GLBK400004P0002 | PRESSURE PLATE; BK-D | 48 | 0 | 0 | 0 | 0 | 48 | 0 | INHN EPDS-LV Systems, Bangalore |  | Vendor Scope
1SYN426019R001A | IN-10026019.A.5 | GLBK400004P0002 | PRESSURE PLATE; BK-D | 0 | 0 | 0 | 0 | 0 | 0 | 0 | INHN EPDS-LV Systems, Bangalore |  | Vendor Scope
1SYN126019R001A | IN-10026019.A.1 | GLBK400005P0001 | MNS,SUPPOT,ANGLE | 34 | 0 | 0 | 0 | 0 | 34 | 0 | INHN EPDS-LV Systems, Bangalore |  | Vendor Scope
1SYN226019R001A | IN-10026019.A.2 | GLBK400005P0001 | MNS,SUPPOT,ANGLE | 24 | 0 | 0 | 0 | 0 | 24 | 0 | INHN EPDS-LV Systems, Bangalore |  | Vendor Scope
1SYN226019R002A | IN-10026019.A.3 | GLBK400005P0001 | MNS,SUPPOT,ANGLE | 12 | 0 | 0 | 0 | 0 | 12 | 0 | INHN EPDS-LV Systems, Bangalore |  | Vendor Scope
1SYN426019R001A | IN-10026019.A.5 | GLBK400005P0001 | MNS,SUPPOT,ANGLE | 0 | 0 | 0 | 0 | 0 | 0 | 0 | INHN EPDS-LV Systems, Bangalore |  | Vendor Scope
1SYN126019R001A | IN-10026019.A.1 | GLBK400007P0001 | BRKT,CONN,SUPPT,MNS,BK-WZ-1L | 192 | 0 | 0 | 0 | 0 | 192 | 0 | INHN EPDS-LV Systems, Bangalore |  | Vendor Scope
1SYN226019R001A | IN-10026019.A.2 | GLBK400007P0001 | BRKT,CONN,SUPPT,MNS,BK-WZ-1L | 84 | 0 | 0 | 0 | 0 | 84 | 0 | INHN EPDS-LV Systems, Bangalore |  | Vendor Scope
1SYN226019R002A | IN-10026019.A.3 | GLBK400007P0001 | BRKT,CONN,SUPPT,MNS,BK-WZ-1L | 11 | 0 | 0 | 0 | 0 | 11 | 0 | INHN EPDS-LV Systems, Bangalore |  | Vendor Scope
1SYN426019R001A | IN-10026019.A.5 | GLBK400007P0001 | BRKT,CONN,SUPPT,MNS,BK-WZ-1L | 0 | 0 | 0 | 0 | 0 | 0 | 0 | INHN EPDS-LV Systems, Bangalore |  | Vendor Scope
1SYN126019R001A | IN-10026019.A.1 | GLBK400011P0001 | CONNECTION PLATE, 4-HOLES, 2 PEGS | 114 | 0 | 0 | 0 | 0 | 114 | 0 | INHN EPDS-LV Systems, Bangalore |  | Vendor Scope
1SYN226019R001A | IN-10026019.A.2 | GLBK400011P0001 | CONNECTION PLATE, 4-HOLES, 2 PEGS | 33 | 0 | 0 | 0 | 0 | 33 | 0 | INHN EPDS-LV Systems, Bangalore |  | Vendor Scope
1SYN226019R002A | IN-10026019.A.3 | GLBK400011P0001 | CONNECTION PLATE, 4-HOLES, 2 PEGS | 6 | 0 | 0 | 0 | 0 | 6 | 0 | INHN EPDS-LV Systems, Bangalore |  | Vendor Scope
1SYN426019R001A | IN-10026019.A.5 | GLBK400011P0001 | CONNECTION PLATE, 4-HOLES, 2 PEGS | 0 | 0 | 0 | 0 | 0 | 0 | 0 | INHN EPDS-LV Systems, Bangalore |  | Vendor Scope
1SYN126019R001A | IN-10026019.A.1 | GLBK410009P0114 | BOTTOM PLATE 1006 1*335*270 | 0 | 0 | 0 | 0 | 0 | 0 | 0 |  |  | Vendor Scope
1SYN226019R001A | IN-10026019.A.2 | GLBK410009P0114 | BOTTOM PLATE 1006 1*335*270 | 0 | 0 | 0 | 0 | 0 | 0 | 0 |  |  | Vendor Scope
1SYN226019R002A | IN-10026019.A.3 | GLBK410009P0114 | BOTTOM PLATE 1006 1*335*270 | 1 | 0 | 0 | 0 | 0 | 1 | 0 |  |  | Vendor Scope
1SYN426019R001A | IN-10026019.A.5 | GLBK410009P0114 | BOTTOM PLATE 1006 1*335*270 | 0 | 0 | 0 | 0 | 0 | 0 | 0 |  |  | Vendor Scope
1SYN126019R001A | IN-10026019.A.1 | GLBK410030P0003 | PLATE BOTTOM 600X800 CUB C | 0 | 0 | 0 | 0 | 0 | 0 | 0 |  |  | Vendor Scope
1SYN226019R001A | IN-10026019.A.2 | GLBK410030P0003 | PLATE BOTTOM 600X800 CUB C | 0 | 0 | 0 | 0 | 0 | 0 | 0 |  |  | Vendor Scope
1SYN226019R002A | IN-10026019.A.3 | GLBK410030P0003 | PLATE BOTTOM 600X800 CUB C | 1 | 0 | 0 | 0 | 0 | 1 | 0 |  |  | Vendor Scope
1SYN426019R001A | IN-10026019.A.5 | GLBK410030P0003 | PLATE BOTTOM 600X800 CUB C | 0 | 0 | 0 | 0 | 0 | 0 | 0 |  |  | Vendor Scope
1SYN126019R001A | IN-10026019.A.1 | GLBK410048P0001 | CORNER JOINT SEAL BK-EB | 27 | 0 | 0 | 0 | 0 | 27 | 0 | INHN EPDS-LV Systems, Bangalore |  | Vendor Scope
1SYN226019R001A | IN-10026019.A.2 | GLBK410048P0001 | CORNER JOINT SEAL BK-EB | 15 | 0 | 0 | 0 | 0 | 15 | 0 | INHN EPDS-LV Systems, Bangalore |  | Vendor Scope
1SYN226019R002A | IN-10026019.A.3 | GLBK410048P0001 | CORNER JOINT SEAL BK-EB | 3 | 0 | 0 | 0 | 0 | 3 | 0 | INHN EPDS-LV Systems, Bangalore |  | Vendor Scope
1SYN426019R001A | IN-10026019.A.5 | GLBK410048P0001 | CORNER JOINT SEAL BK-EB | 0 | 0 | 0 | 0 | 0 | 0 | 0 | INHN EPDS-LV Systems, Bangalore |  | Vendor Scope
1SYN126019R001A | IN-10026019.A.1 | GLBK500045P0001 | LIFTING ANGLE II | 4 | 0 | 0 | 0 | 0 | 4 | 0 | INHN EPDS-LV Systems, Bangalore |  | Vendor Scope
1SYN226019R001A | IN-10026019.A.2 | GLBK500045P0001 | LIFTING ANGLE II | 0 | 0 | 0 | 0 | 0 | 0 | 0 | INHN EPDS-LV Systems, Bangalore |  | Vendor Scope
1SYN226019R002A | IN-10026019.A.3 | GLBK500045P0001 | LIFTING ANGLE II | 4 | 0 | 0 | 0 | 0 | 4 | 0 | INHN EPDS-LV Systems, Bangalore |  | Vendor Scope
1SYN426019R001A | IN-10026019.A.5 | GLBK500045P0001 | LIFTING ANGLE II | 0 | 0 | 0 | 0 | 0 | 0 | 0 | INHN EPDS-LV Systems, Bangalore |  | Vendor Scope
1SYN126019R001A | IN-10026019.A.1 | GLBK500063P0002 | PARTITION WALL 2-1 2204 | 0 | 0 | 0 | 0 | 0 | 0 | 0 |  |  | Vendor Scope
1SYN226019R001A | IN-10026019.A.2 | GLBK500063P0002 | PARTITION WALL 2-1 2204 | 0 | 0 | 0 | 0 | 0 | 0 | 0 |  |  | Vendor Scope
1SYN226019R002A | IN-10026019.A.3 | GLBK500063P0002 | PARTITION WALL 2-1 2204 | 1 | 0 | 0 | 0 | 0 | 1 | 0 |  |  | Vendor Scope
1SYN426019R001A | IN-10026019.A.5 | GLBK500063P0002 | PARTITION WALL 2-1 2204 | 0 | 0 | 0 | 0 | 0 | 0 | 0 |  |  | Vendor Scope
1SYN126019R001A | IN-10026019.A.1 | GLBK500063P0003 | MNS,PTN,WALL 2-1,600X2200 MM | 0 | 0 | 0 | 0 | 0 | 0 | 0 |  |  | Vendor Scope
1SYN226019R001A | IN-10026019.A.2 | GLBK500063P0003 | MNS,PTN,WALL 2-1,600X2200 MM | 0 | 0 | 0 | 0 | 0 | 0 | 0 |  |  | Vendor Scope
1SYN226019R002A | IN-10026019.A.3 | GLBK500063P0003 | MNS,PTN,WALL 2-1,600X2200 MM | 2 | 0 | 0 | 0 | 0 | 2 | 0 |  |  | Vendor Scope
1SYN426019R001A | IN-10026019.A.5 | GLBK500063P0003 | MNS,PTN,WALL 2-1,600X2200 MM | 0 | 0 | 0 | 0 | 0 | 0 | 0 |  |  | Vendor Scope
1SYN126019R001A | IN-10026019.A.1 | GLBK500110P0001 | PUR-FRAME F. IP ROOF PLATE | 34 | 0 | 0 | 0 | 0 | 34 | 0 | 1300006875 XIAMEN MINHE ELECTRICAL ¦ 1800000464 ABB Xiamen Low Voltage Equipment ¦ INHN EPDS-LV Systems, Bangalore |  | ABB
1SYN226019R001A | IN-10026019.A.2 | GLBK500110P0001 | PUR-FRAME F. IP ROOF PLATE | 12 | 0 | 0 | 0 | 0 | 12 | 0 | 1300006875 XIAMEN MINHE ELECTRICAL ¦ 1800000464 ABB Xiamen Low Voltage Equipment ¦ INHN EPDS-LV Systems, Bangalore |  | ABB
1SYN226019R002A | IN-10026019.A.3 | GLBK500110P0001 | PUR-FRAME F. IP ROOF PLATE | 3 | 0 | 0 | 0 | 6 | 3 | 0 | 1300006875 XIAMEN MINHE ELECTRICAL ¦ 1800000464 ABB Xiamen Low Voltage Equipment ¦ INHN EPDS-LV Systems, Bangalore |  | ABB
1SYN426019R001A | IN-10026019.A.5 | GLBK500110P0001 | PUR-FRAME F. IP ROOF PLATE | 0 | 0 | 0 | 0 | 0 | 0 | 0 | 1300006875 XIAMEN MINHE ELECTRICAL ¦ 1800000464 ABB Xiamen Low Voltage Equipment ¦ INHN EPDS-LV Systems, Bangalore |  | ABB
1SYN126019R001A | IN-10026019.A.1 | GLBL100054P0001 | EDGE-PROTECTION,CIRCLE,Di=56,Do=65 | 134 | 0 | 0 | 0 | 0 | 134 | 0 |  |  | Vendor Scope
1SYN226019R001A | IN-10026019.A.2 | GLBL100054P0001 | EDGE-PROTECTION,CIRCLE,Di=56,Do=65 | 75 | 0 | 0 | 0 | 0 | 75 | 0 |  |  | Vendor Scope
1SYN226019R002A | IN-10026019.A.3 | GLBL100054P0001 | EDGE-PROTECTION,CIRCLE,Di=56,Do=65 | 7 | 0 | 0 | 0 | 0 | 7 | 0 |  |  | Vendor Scope
1SYN426019R001A | IN-10026019.A.5 | GLBL100054P0001 | EDGE-PROTECTION,CIRCLE,Di=56,Do=65 | 0 | 0 | 0 | 0 | 0 | 0 | 0 |  |  | Vendor Scope
1SYN126019R001A | IN-10026019.A.1 | GLBL100055P0001 | MNS,PROT,OVAL EDGE | 0 | 0 | 0 | 0 | 0 | 0 | 0 | INHN EPDS-LV Systems, Bangalore |  | Vendor Scope
1SYN226019R001A | IN-10026019.A.2 | GLBL100055P0001 | MNS,PROT,OVAL EDGE | 0 | 0 | 0 | 0 | 0 | 0 | 0 | INHN EPDS-LV Systems, Bangalore |  | Vendor Scope
1SYN226019R002A | IN-10026019.A.3 | GLBL100055P0001 | MNS,PROT,OVAL EDGE | 10 | 0 | 0 | 0 | 0 | 10 | 0 | INHN EPDS-LV Systems, Bangalore |  | Vendor Scope
1SYN426019R001A | IN-10026019.A.5 | GLBL100055P0001 | MNS,PROT,OVAL EDGE | 0 | 0 | 0 | 0 | 0 | 0 | 0 | INHN EPDS-LV Systems, Bangalore |  | Vendor Scope
1SYN126019R001A | IN-10026019.A.1 | GLBL200023P0014 | MOUNTG.RAIL 35/7,5- 400MM 16E | 0 | 0 | 0 | 0 | 0 | 0 | 0 |  |  | Vendor Scope
1SYN226019R001A | IN-10026019.A.2 | GLBL200023P0014 | MOUNTG.RAIL 35/7,5- 400MM 16E | 0 | 0 | 0 | 0 | 0 | 0 | 0 |  |  | Vendor Scope
1SYN226019R002A | IN-10026019.A.3 | GLBL200023P0014 | MOUNTG.RAIL 35/7,5- 400MM 16E | 1 | 0 | 0 | 0 | 0 | 1 | 0 |  |  | Vendor Scope
1SYN426019R001A | IN-10026019.A.5 | GLBL200023P0014 | MOUNTG.RAIL 35/7,5- 400MM 16E | 0 | 0 | 0 | 0 | 0 | 0 | 0 |  |  | Vendor Scope
1SYN126019R001A | IN-10026019.A.1 | GLBL200023P0020 | MOUNTG.RAIL 35/7,5- 550mm 22E | 13 | 0 | 0 | 0 | 0 | 13 | 0 |  |  | Vendor Scope
1SYN226019R001A | IN-10026019.A.2 | GLBL200023P0020 | MOUNTG.RAIL 35/7,5- 550mm 22E | 12 | 0 | 0 | 0 | 0 | 12 | 0 |  |  | Vendor Scope
1SYN226019R002A | IN-10026019.A.3 | GLBL200023P0020 | MOUNTG.RAIL 35/7,5- 550mm 22E | 0 | 0 | 0 | 0 | 0 | 0 | 0 |  |  | Vendor Scope
1SYN426019R001A | IN-10026019.A.5 | GLBL200023P0020 | MOUNTG.RAIL 35/7,5- 550mm 22E | 0 | 0 | 0 | 0 | 0 | 0 | 0 |  |  | Vendor Scope
1SYN126019R001A | IN-10026019.A.1 | GLBL200023P0028 | MOUNTG.RAIL 35/7,5- 750MM 30E | 3 | 0 | 0 | 0 | 0 | 3 | 0 |  |  | Vendor Scope
1SYN226019R001A | IN-10026019.A.2 | GLBL200023P0028 | MOUNTG.RAIL 35/7,5- 750MM 30E | 0 | 0 | 0 | 0 | 0 | 0 | 0 |  |  | Vendor Scope
1SYN226019R002A | IN-10026019.A.3 | GLBL200023P0028 | MOUNTG.RAIL 35/7,5- 750MM 30E | 0 | 0 | 0 | 0 | 0 | 0 | 0 |  |  | Vendor Scope
1SYN426019R001A | IN-10026019.A.5 | GLBL200023P0028 | MOUNTG.RAIL 35/7,5- 750MM 30E | 0 | 0 | 0 | 0 | 0 | 0 | 0 |  |  | Vendor Scope
1SYN126019R001A | IN-10026019.A.1 | GLBL200023P0038 | MOUNTG.RAIL 35/7,5-1000MM 40E | 0 | 0 | 0 | 0 | 0 | 0 | 0 |  |  | Vendor Scope
1SYN226019R001A | IN-10026019.A.2 | GLBL200023P0038 | MOUNTG.RAIL 35/7,5-1000MM 40E | 0 | 0 | 0 | 0 | 0 | 0 | 0 |  |  | Vendor Scope
1SYN226019R002A | IN-10026019.A.3 | GLBL200023P0038 | MOUNTG.RAIL 35/7,5-1000MM 40E | 1 | 0 | 0 | 0 | 0 | 1 | 0 |  |  | Vendor Scope
1SYN426019R001A | IN-10026019.A.5 | GLBL200023P0038 | MOUNTG.RAIL 35/7,5-1000MM 40E | 0 | 0 | 0 | 0 | 0 | 0 | 0 |  |  | Vendor Scope
1SYN126019R001A | IN-10026019.A.1 | GLBL200023P0044 | MOUNTG.RAIL 35/7,5- 1150MM 46E | 3 | 0 | 0 | 0 | 0 | 3 | 0 |  |  | Vendor Scope
1SYN226019R001A | IN-10026019.A.2 | GLBL200023P0044 | MOUNTG.RAIL 35/7,5- 1150MM 46E | 0 | 0 | 0 | 0 | 0 | 0 | 0 |  |  | Vendor Scope
1SYN226019R002A | IN-10026019.A.3 | GLBL200023P0044 | MOUNTG.RAIL 35/7,5- 1150MM 46E | 0 | 0 | 0 | 0 | 0 | 0 | 0 |  |  | Vendor Scope
1SYN426019R001A | IN-10026019.A.5 | GLBL200023P0044 | MOUNTG.RAIL 35/7,5- 1150MM 46E | 0 | 0 | 0 | 0 | 0 | 0 | 0 |  |  | Vendor Scope
1SYN126019R001A | IN-10026019.A.1 | GLBL210070P0002 | EDGE PROTECTION 348mm | 0 | 0 | 0 | 0 | 0 | 0 | 0 |  |  | Vendor Scope
1SYN226019R001A | IN-10026019.A.2 | GLBL210070P0002 | EDGE PROTECTION 348mm | 0 | 0 | 0 | 0 | 0 | 0 | 0 |  |  | Vendor Scope
1SYN226019R002A | IN-10026019.A.3 | GLBL210070P0002 | EDGE PROTECTION 348mm | 1 | 0 | 0 | 0 | 0 | 1 | 0 |  |  | Vendor Scope
1SYN426019R001A | IN-10026019.A.5 | GLBL210070P0002 | EDGE PROTECTION 348mm | 0 | 0 | 0 | 0 | 0 | 0 | 0 |  |  | Vendor Scope
1SYN126019R001A | IN-10026019.A.1 | GLBL210070P0003 | EDGE PROTECTION 548mm | 0 | 0 | 0 | 0 | 0 | 0 | 0 |  |  | Vendor Scope
1SYN226019R001A | IN-10026019.A.2 | GLBL210070P0003 | EDGE PROTECTION 548mm | 0 | 0 | 0 | 0 | 0 | 0 | 0 |  |  | Vendor Scope
1SYN226019R002A | IN-10026019.A.3 | GLBL210070P0003 | EDGE PROTECTION 548mm | 1 | 0 | 0 | 0 | 0 | 1 | 0 |  |  | Vendor Scope
1SYN426019R001A | IN-10026019.A.5 | GLBL210070P0003 | EDGE PROTECTION 548mm | 0 | 0 | 0 | 0 | 0 | 0 | 0 |  |  | Vendor Scope
1SYN126019R001A | IN-10026019.A.1 | GLBL210070P0005 | EDGE PROTECTION 948mm | 0 | 0 | 0 | 0 | 0 | 0 | 0 |  |  | Vendor Scope
1SYN226019R001A | IN-10026019.A.2 | GLBL210070P0005 | EDGE PROTECTION 948mm | 0 | 0 | 0 | 0 | 0 | 0 | 0 |  |  | Vendor Scope
1SYN226019R002A | IN-10026019.A.3 | GLBL210070P0005 | EDGE PROTECTION 948mm | 1 | 0 | 0 | 0 | 0 | 1 | 0 |  |  | Vendor Scope
1SYN426019R001A | IN-10026019.A.5 | GLBL210070P0005 | EDGE PROTECTION 948mm | 0 | 0 | 0 | 0 | 0 | 0 | 0 |  |  | Vendor Scope
1SYN126019R001A | IN-10026019.A.1 | GLBS300093P0001 | BRACKET,MOUNTING,1-BS-HW1 | 39 | 0 | 0 | 0 | 0 | 39 | 0 | INHN EPDS-LV Systems, Bangalore |  | Vendor Scope
1SYN226019R001A | IN-10026019.A.2 | GLBS300093P0001 | BRACKET,MOUNTING,1-BS-HW1 | 27 | 0 | 0 | 0 | 0 | 27 | 0 | INHN EPDS-LV Systems, Bangalore |  | Vendor Scope
1SYN226019R002A | IN-10026019.A.3 | GLBS300093P0001 | BRACKET,MOUNTING,1-BS-HW1 | 3 | 0 | 0 | 0 | 0 | 3 | 0 | INHN EPDS-LV Systems, Bangalore |  | Vendor Scope
1SYN426019R001A | IN-10026019.A.5 | GLBS300093P0001 | BRACKET,MOUNTING,1-BS-HW1 | 0 | 0 | 0 | 0 | 0 | 0 | 0 | INHN EPDS-LV Systems, Bangalore |  | Vendor Scope
1SYN126019R001A | IN-10026019.A.1 | GLBS300094P0002 | SUPPORTING ANGLE 2 BS-HW2 | 120 | 0 | 0 | 0 | 0 | 120 | 0 | INHN EPDS-LV Systems, Bangalore |  | Vendor Scope
1SYN226019R001A | IN-10026019.A.2 | GLBS300094P0002 | SUPPORTING ANGLE 2 BS-HW2 | 33 | 0 | 0 | 0 | 0 | 33 | 0 | INHN EPDS-LV Systems, Bangalore |  | Vendor Scope
1SYN226019R002A | IN-10026019.A.3 | GLBS300094P0002 | SUPPORTING ANGLE 2 BS-HW2 | 14 | 0 | 0 | 0 | 0 | 14 | 0 | INHN EPDS-LV Systems, Bangalore |  | Vendor Scope
1SYN426019R001A | IN-10026019.A.5 | GLBS300094P0002 | SUPPORTING ANGLE 2 BS-HW2 | 0 | 0 | 0 | 0 | 0 | 0 | 0 | INHN EPDS-LV Systems, Bangalore |  | Vendor Scope
1SYN126019R001A | IN-10026019.A.1 | GLBS300166P0021-L | ANGLE DISTRIBUT.BAR CUSN 50*30*5 1950 L | 0 | 0 | 0 | 0 | 0 | 0 | 0 | 1100010679 NEW INDIA EXTRUSIONS PVT. LIMITED ¦ 1100112035 COPTEC ¦ 1100115516 COPTEC |  | ABB
1SYN226019R001A | IN-10026019.A.2 | GLBS300166P0021-L | ANGLE DISTRIBUT.BAR CUSN 50*30*5 1950 L | 0 | 0 | 0 | 0 | 0 | 0 | 0 | 1100010679 NEW INDIA EXTRUSIONS PVT. LIMITED ¦ 1100112035 COPTEC ¦ 1100115516 COPTEC |  | ABB
1SYN226019R002A | IN-10026019.A.3 | GLBS300166P0021-L | ANGLE DISTRIBUT.BAR CUSN 50*30*5 1950 L | 4 | 0 | 0 | 0 | 16 | 4 | 0 | 1100010679 NEW INDIA EXTRUSIONS PVT. LIMITED ¦ 1100112035 COPTEC ¦ 1100115516 COPTEC |  | ABB
1SYN426019R001A | IN-10026019.A.5 | GLBS300166P0021-L | ANGLE DISTRIBUT.BAR CUSN 50*30*5 1950 L | 0 | 0 | 0 | 0 | 0 | 0 | 0 | 1100010679 NEW INDIA EXTRUSIONS PVT. LIMITED ¦ 1100112035 COPTEC ¦ 1100115516 COPTEC |  | ABB
1SYN126019R001A | IN-10026019.A.1 | GLBS300166P0030 | ANGLE DISTRIBUT. BAR CUSN 50*30*5 1550 | 52 | 0 | 0 | 0 | 52 | 52 | 0 | 1100115516 COPTEC ¦ 1300005786 ORIENTAL COPPER COMPANY LIMITED ¦ INHN EPDS-LV Systems, Bangalore |  | ABB
1SYN226019R001A | IN-10026019.A.2 | GLBS300166P0030 | ANGLE DISTRIBUT. BAR CUSN 50*30*5 1550 | 0 | 0 | 0 | 0 | 0 | 0 | 0 | 1100115516 COPTEC ¦ 1300005786 ORIENTAL COPPER COMPANY LIMITED ¦ INHN EPDS-LV Systems, Bangalore |  | ABB
1SYN226019R002A | IN-10026019.A.3 | GLBS300166P0030 | ANGLE DISTRIBUT. BAR CUSN 50*30*5 1550 | 0 | 0 | 0 | 0 | 0 | 0 | 0 | 1100115516 COPTEC ¦ 1300005786 ORIENTAL COPPER COMPANY LIMITED ¦ INHN EPDS-LV Systems, Bangalore |  | ABB
1SYN426019R001A | IN-10026019.A.5 | GLBS300166P0030 | ANGLE DISTRIBUT. BAR CUSN 50*30*5 1550 | 0 | 0 | 0 | 0 | 0 | 0 | 0 | 1100115516 COPTEC ¦ 1300005786 ORIENTAL COPPER COMPANY LIMITED ¦ INHN EPDS-LV Systems, Bangalore |  | ABB
1SYN126019R001A | IN-10026019.A.1 | GLBS300166P1042 | ang. distr.bar Ag-partial 50*30*5 L1750 | 0 | 0 | 0 | 0 | 0 | 0 | 0 |  |  | ABB
1SYN226019R001A | IN-10026019.A.2 | GLBS300166P1042 | ang. distr.bar Ag-partial 50*30*5 L1750 | 36 | 0 | 0 | 0 | 0 | 36 | 0 |  |  | ABB
1SYN226019R002A | IN-10026019.A.3 | GLBS300166P1042 | ang. distr.bar Ag-partial 50*30*5 L1750 | 0 | 0 | 0 | 0 | 0 | 0 | 0 |  |  | ABB
1SYN426019R001A | IN-10026019.A.5 | GLBS300166P1042 | ang. distr.bar Ag-partial 50*30*5 L1750 | 0 | 0 | 0 | 0 | 0 | 0 | 0 |  |  | ABB
1SYN126019R001A | IN-10026019.A.1 | GLBS300178P1402 | OFFSET BAR BS-USS 310CU-I | 0 | 0 | 0 | 0 | 0 | 0 | 0 |  |  | Vendor Scope
1SYN226019R001A | IN-10026019.A.2 | GLBS300178P1402 | OFFSET BAR BS-USS 310CU-I | 0 | 0 | 0 | 0 | 0 | 0 | 0 |  |  | Vendor Scope
1SYN226019R002A | IN-10026019.A.3 | GLBS300178P1402 | OFFSET BAR BS-USS 310CU-I | 8 | 0 | 0 | 0 | 0 | 8 | 0 |  |  | Vendor Scope
1SYN426019R001A | IN-10026019.A.5 | GLBS300178P1402 | OFFSET BAR BS-USS 310CU-I | 0 | 0 | 0 | 0 | 0 | 0 | 0 |  |  | Vendor Scope
1SYN126019R001A | IN-10026019.A.1 | GLBS300185P1408 | BUSBAR BS-SS CUIA 08310 | 0 | 0 | 0 | 0 | 0 | 0 | 0 |  |  | Vendor Scope
1SYN226019R001A | IN-10026019.A.2 | GLBS300185P1408 | BUSBAR BS-SS CUIA 08310 | 0 | 0 | 0 | 0 | 0 | 0 | 0 |  |  | Vendor Scope
1SYN226019R002A | IN-10026019.A.3 | GLBS300185P1408 | BUSBAR BS-SS CUIA 08310 | 8 | 0 | 0 | 0 | 0 | 8 | 0 |  |  | Vendor Scope
1SYN426019R001A | IN-10026019.A.5 | GLBS300185P1408 | BUSBAR BS-SS CUIA 08310 | 0 | 0 | 0 | 0 | 0 | 0 | 0 |  |  | Vendor Scope
1SYN126019R001A | IN-10026019.A.1 | GLBS300187P1422 | BUSBAR BS-SS CUIM 22310 | 0 | 0 | 0 | 0 | 0 | 0 | 0 |  |  | Vendor Scope
1SYN226019R001A | IN-10026019.A.2 | GLBS300187P1422 | BUSBAR BS-SS CUIM 22310 | 0 | 0 | 0 | 0 | 0 | 0 | 0 |  |  | Vendor Scope
1SYN226019R002A | IN-10026019.A.3 | GLBS300187P1422 | BUSBAR BS-SS CUIM 22310 | 8 | 0 | 0 | 0 | 0 | 8 | 0 |  |  | Vendor Scope
1SYN426019R001A | IN-10026019.A.5 | GLBS300187P1422 | BUSBAR BS-SS CUIM 22310 | 0 | 0 | 0 | 0 | 0 | 0 | 0 |  |  | Vendor Scope
1SYN126019R001A | IN-10026019.A.1 | GLBS300505P0001 | CONNECTOR INSULATOR RING | 0 | 0 | 0 | 0 | 0 | 0 | 0 | INHN EPDS-LV Systems, Bangalore |  | Vendor Scope
1SYN226019R001A | IN-10026019.A.2 | GLBS300505P0001 | CONNECTOR INSULATOR RING | 0 | 0 | 0 | 0 | 0 | 0 | 0 | INHN EPDS-LV Systems, Bangalore |  | Vendor Scope
1SYN226019R002A | IN-10026019.A.3 | GLBS300505P0001 | CONNECTOR INSULATOR RING | 4 | 0 | 0 | 0 | 0 | 4 | 0 | INHN EPDS-LV Systems, Bangalore |  | Vendor Scope
1SYN426019R001A | IN-10026019.A.5 | GLBS300505P0001 | CONNECTOR INSULATOR RING | 0 | 0 | 0 | 0 | 0 | 0 | 0 | INHN EPDS-LV Systems, Bangalore |  | Vendor Scope
1SYN126019R001A | IN-10026019.A.1 | GME9933077P0012 | MNS,NUT,HEX, M16, FOR LIFTING ANGLE | 52 | 0 | 0 | 0 | 0 | 52 | 0 |  |  | Vendor Scope
1SYN226019R001A | IN-10026019.A.2 | GME9933077P0012 | MNS,NUT,HEX, M16, FOR LIFTING ANGLE | 24 | 0 | 0 | 0 | 0 | 24 | 0 |  |  | Vendor Scope
1SYN226019R002A | IN-10026019.A.3 | GME9933077P0012 | MNS,NUT,HEX, M16, FOR LIFTING ANGLE | 12 | 0 | 0 | 0 | 0 | 12 | 0 |  |  | Vendor Scope
1SYN426019R001A | IN-10026019.A.5 | GME9933077P0012 | MNS,NUT,HEX, M16, FOR LIFTING ANGLE | 0 | 0 | 0 | 0 | 0 | 0 | 0 |  |  | Vendor Scope
1SYN126019R001A | IN-10026019.A.1 | GMN 322503P1104 | THREADED BOLT G M 4X10 4.8-C2E DIN 32501 | 132 | 0 | 0 | 0 | 0 | 132 | 0 |  |  | Vendor Scope
1SYN226019R001A | IN-10026019.A.2 | GMN 322503P1104 | THREADED BOLT G M 4X10 4.8-C2E DIN 32501 | 36 | 0 | 0 | 0 | 0 | 36 | 0 |  |  | Vendor Scope
1SYN226019R002A | IN-10026019.A.3 | GMN 322503P1104 | THREADED BOLT G M 4X10 4.8-C2E DIN 32501 | 0 | 0 | 0 | 0 | 0 | 0 | 0 |  |  | Vendor Scope
1SYN426019R001A | IN-10026019.A.5 | GMN 322503P1104 | THREADED BOLT G M 4X10 4.8-C2E DIN 32501 | 0 | 0 | 0 | 0 | 0 | 0 | 0 |  |  | Vendor Scope
1SYN126019R001A | IN-10026019.A.1 | GMN 435109P0050 | washer 5-FD-St-Zn | 3 | 0 | 0 | 0 | 0 | 3 | 0 |  |  | Vendor Scope
1SYN226019R001A | IN-10026019.A.2 | GMN 435109P0050 | washer 5-FD-St-Zn | 0 | 0 | 0 | 0 | 0 | 0 | 0 |  |  | Vendor Scope
1SYN226019R002A | IN-10026019.A.3 | GMN 435109P0050 | washer 5-FD-St-Zn | 0 | 0 | 0 | 0 | 0 | 0 | 0 |  |  | Vendor Scope
1SYN426019R001A | IN-10026019.A.5 | GMN 435109P0050 | washer 5-FD-St-Zn | 0 | 0 | 0 | 0 | 0 | 0 | 0 |  |  | Vendor Scope
1SYN126019R001A | IN-10026019.A.1 | GMN 775502P0018 | CLOSING PLUG F18 | 24 | 0 | 0 | 0 | 0 | 24 | 0 |  |  | Vendor Scope
1SYN226019R001A | IN-10026019.A.2 | GMN 775502P0018 | CLOSING PLUG F18 | 48 | 0 | 0 | 0 | 0 | 48 | 0 |  |  | Vendor Scope
1SYN226019R002A | IN-10026019.A.3 | GMN 775502P0018 | CLOSING PLUG F18 | 0 | 0 | 0 | 0 | 0 | 0 | 0 |  |  | Vendor Scope
1SYN426019R001A | IN-10026019.A.5 | GMN 775502P0018 | CLOSING PLUG F18 | 0 | 0 | 0 | 0 | 0 | 0 | 0 |  |  | Vendor Scope
1SYN126019R001A | IN-10026019.A.1 | GMS4541363P0002 | EDGE-PROTECTION,PVC,FLEXIBLE,9.5x6.5,BLC | 59 | 0 | 0 | 0 | 0 | 59 | 0 |  |  | Vendor Scope
1SYN226019R001A | IN-10026019.A.2 | GMS4541363P0002 | EDGE-PROTECTION,PVC,FLEXIBLE,9.5x6.5,BLC | 56 | 0 | 0 | 0 | 0 | 56 | 0 |  |  | Vendor Scope
1SYN226019R002A | IN-10026019.A.3 | GMS4541363P0002 | EDGE-PROTECTION,PVC,FLEXIBLE,9.5x6.5,BLC | 23 | 0 | 0 | 0 | 0 | 23 | 0 |  |  | Vendor Scope
1SYN426019R001A | IN-10026019.A.5 | GMS4541363P0002 | EDGE-PROTECTION,PVC,FLEXIBLE,9.5x6.5,BLC | 0 | 0 | 0 | 0 | 0 | 0 | 0 |  |  | Vendor Scope
1SYN126019R001A | IN-10026019.A.1 | GPYA034023P0010 | COVER SEALING (1165mm) | 34 | 0 | 0 | 0 | 0 | 34 | 0 | 1800000327 ABB s.r.o. ELSYNN ¦ INHN EPDS-LV Systems, Bangalore |  | ABB
1SYN226019R001A | IN-10026019.A.2 | GPYA034023P0010 | COVER SEALING (1165mm) | 12 | 0 | 0 | 0 | 0 | 12 | 0 | 1800000327 ABB s.r.o. ELSYNN ¦ INHN EPDS-LV Systems, Bangalore |  | ABB
1SYN226019R002A | IN-10026019.A.3 | GPYA034023P0010 | COVER SEALING (1165mm) | 3 | 0 | 0 | 0 | 6 | 3 | 0 | 1800000327 ABB s.r.o. ELSYNN ¦ INHN EPDS-LV Systems, Bangalore |  | ABB
1SYN426019R001A | IN-10026019.A.5 | GPYA034023P0010 | COVER SEALING (1165mm) | 0 | 0 | 0 | 0 | 0 | 0 | 0 | 1800000327 ABB s.r.o. ELSYNN ¦ INHN EPDS-LV Systems, Bangalore |  | ABB
1SYN126019R001A | IN-10026019.A.1 | GSIN100021P0010 | GASKET,15X2 MM | 1030 | 0 | 0 | 0 | 0 | 1030 | 0 | INHN EPDS-LV Systems, Bangalore |  | Vendor Scope
1SYN226019R001A | IN-10026019.A.2 | GSIN100021P0010 | GASKET,15X2 MM | 72 | 0 | 0 | 0 | 0 | 72 | 0 | INHN EPDS-LV Systems, Bangalore |  | Vendor Scope
1SYN226019R002A | IN-10026019.A.3 | GSIN100021P0010 | GASKET,15X2 MM | 69 | 0 | 0 | 0 | 0 | 69 | 0 | INHN EPDS-LV Systems, Bangalore |  | Vendor Scope
1SYN426019R001A | IN-10026019.A.5 | GSIN100021P0010 | GASKET,15X2 MM | 0 | 0 | 0 | 0 | 0 | 0 | 0 | INHN EPDS-LV Systems, Bangalore |  | Vendor Scope
1SYN126019R001A | IN-10026019.A.1 | GZN 365007P0034 | Warning LABEL TRIANGLE 50mm | 0 | 0 | 0 | 0 | 0 | 0 | 0 |  |  | Vendor Scope
1SYN226019R001A | IN-10026019.A.2 | GZN 365007P0034 | Warning LABEL TRIANGLE 50mm | 0 | 0 | 0 | 0 | 0 | 0 | 0 |  |  | Vendor Scope
1SYN226019R002A | IN-10026019.A.3 | GZN 365007P0034 | Warning LABEL TRIANGLE 50mm | 1 | 0 | 0 | 0 | 0 | 1 | 0 |  |  | Vendor Scope
1SYN426019R001A | IN-10026019.A.5 | GZN 365007P0034 | Warning LABEL TRIANGLE 50mm | 0 | 0 | 0 | 0 | 0 | 0 | 0 |  |  | Vendor Scope
1SYN126019R001A | IN-10026019.A.1 | GZN 490012P0003 | H6-1THREADED RIVET M6-ST | 308 | 0 | 0 | 0 | 0 | 308 | 0 |  |  | ABB
1SYN226019R001A | IN-10026019.A.2 | GZN 490012P0003 | H6-1THREADED RIVET M6-ST | 168 | 0 | 0 | 0 | 0 | 168 | 0 |  |  | ABB
1SYN226019R002A | IN-10026019.A.3 | GZN 490012P0003 | H6-1THREADED RIVET M6-ST | 24 | 0 | 0 | 0 | 0 | 24 | 0 |  |  | ABB
1SYN426019R001A | IN-10026019.A.5 | GZN 490012P0003 | H6-1THREADED RIVET M6-ST | 0 | 0 | 0 | 0 | 0 | 0 | 0 |  |  | ABB
1SYN126019R001A | IN-10026019.A.1 | GZN 560026P0003 | CABLE TIE KB3 3,6x140 | 0 | 0 | 0 | 0 | 0 | 0 | 0 |  |  | Vendor Scope
1SYN226019R001A | IN-10026019.A.2 | GZN 560026P0003 | CABLE TIE KB3 3,6x140 | 0 | 0 | 0 | 0 | 0 | 0 | 0 |  |  | Vendor Scope
1SYN226019R002A | IN-10026019.A.3 | GZN 560026P0003 | CABLE TIE KB3 3,6x140 | 20 | 0 | 0 | 0 | 0 | 20 | 0 |  |  | Vendor Scope
1SYN426019R001A | IN-10026019.A.5 | GZN 560026P0003 | CABLE TIE KB3 3,6x140 | 0 | 0 | 0 | 0 | 0 | 0 | 0 |  |  | Vendor Scope
1SYN126019R001A | IN-10026019.A.1 | HANL200056P0001 | SUPPORT,F-NAMEPLATE,W/M-HANDLE | 0 | 0 | 0 | 0 | 0 | 0 | 0 | 1300006875 XIAMEN MINHE ELECTRICAL ¦ 1800000327 ABB s.r.o. ELSYNN |  | ABB
1SYN226019R001A | IN-10026019.A.2 | HANL200056P0001 | SUPPORT,F-NAMEPLATE,W/M-HANDLE | 4 | 0 | 0 | 0 | 0 | 4 | 0 | 1300006875 XIAMEN MINHE ELECTRICAL ¦ 1800000327 ABB s.r.o. ELSYNN |  | ABB
1SYN226019R002A | IN-10026019.A.3 | HANL200056P0001 | SUPPORT,F-NAMEPLATE,W/M-HANDLE | 0 | 0 | 0 | 0 | 0 | 0 | 0 | 1300006875 XIAMEN MINHE ELECTRICAL ¦ 1800000327 ABB s.r.o. ELSYNN |  | ABB
1SYN426019R001A | IN-10026019.A.5 | HANL200056P0001 | SUPPORT,F-NAMEPLATE,W/M-HANDLE | 0 | 0 | 0 | 0 | 0 | 0 | 0 | 1300006875 XIAMEN MINHE ELECTRICAL ¦ 1800000327 ABB s.r.o. ELSYNN |  | ABB
1SYN126019R001A | IN-10026019.A.1 | HANL200063P0001 | CLOSING PLATE 61mm (F.16POL.B8E/S8E) | 0 | 0 | 0 | 0 | 0 | 0 | 0 | 1300025213 Changzhou Huaheng Electrical ¦ 1800000327 ABB s.r.o. ELSYNN |  | ABB
1SYN226019R001A | IN-10026019.A.2 | HANL200063P0001 | CLOSING PLATE 61mm (F.16POL.B8E/S8E) | 0 | 0 | 0 | 0 | 0 | 0 | 0 | 1300025213 Changzhou Huaheng Electrical ¦ 1800000327 ABB s.r.o. ELSYNN |  | ABB
1SYN226019R002A | IN-10026019.A.3 | HANL200063P0001 | CLOSING PLATE 61mm (F.16POL.B8E/S8E) | 25 | 0 | 0 | 0 | 0 | 25 | 0 | 1300025213 Changzhou Huaheng Electrical ¦ 1800000327 ABB s.r.o. ELSYNN |  | ABB
1SYN426019R001A | IN-10026019.A.5 | HANL200063P0001 | CLOSING PLATE 61mm (F.16POL.B8E/S8E) | 0 | 0 | 0 | 0 | 0 | 0 | 0 | 1300025213 Changzhou Huaheng Electrical ¦ 1800000327 ABB s.r.o. ELSYNN |  | ABB
1SYN126019R001A | IN-10026019.A.1 | HANL200128P0001 | BOLT 29MM (Surface Fe Zn 10CB) | 0 | 0 | 0 | 0 | 0 | 0 | 0 |  |  | Vendor Scope
1SYN226019R001A | IN-10026019.A.2 | HANL200128P0001 | BOLT 29MM (Surface Fe Zn 10CB) | 0 | 0 | 0 | 0 | 0 | 0 | 0 |  |  | Vendor Scope
1SYN226019R002A | IN-10026019.A.3 | HANL200128P0001 | BOLT 29MM (Surface Fe Zn 10CB) | 50 | 0 | 0 | 0 | 0 | 50 | 0 |  |  | Vendor Scope
1SYN426019R001A | IN-10026019.A.5 | HANL200128P0001 | BOLT 29MM (Surface Fe Zn 10CB) | 0 | 0 | 0 | 0 | 0 | 0 | 0 |  |  | Vendor Scope
1SYN126019R001A | IN-10026019.A.1 | KBTM4C | TB, STUD TYPE, SHROUDED, 10Sqmm. KBT M4C | 40 | 0 | 0 | 0 | 0 | 40 | 0 |  |  | Vendor Scope
1SYN226019R001A | IN-10026019.A.2 | KBTM4C | TB, STUD TYPE, SHROUDED, 10Sqmm. KBT M4C | 40 | 0 | 0 | 0 | 0 | 40 | 0 |  |  | Vendor Scope
1SYN226019R002A | IN-10026019.A.3 | KBTM4C | TB, STUD TYPE, SHROUDED, 10Sqmm. KBT M4C | 32 | 0 | 0 | 0 | 0 | 32 | 0 |  |  | Vendor Scope
1SYN426019R001A | IN-10026019.A.5 | KBTM4C | TB, STUD TYPE, SHROUDED, 10Sqmm. KBT M4C | 0 | 0 | 0 | 0 | 0 | 0 | 0 |  |  | Vendor Scope
1SYN126019R001A | IN-10026019.A.1 | KDSL4-4W | SHORTING LINK FOR KLTDM4, KDSL4-4W | 53 | 0 | 0 | 0 | 0 | 53 | 0 |  |  | Vendor Scope
1SYN226019R001A | IN-10026019.A.2 | KDSL4-4W | SHORTING LINK FOR KLTDM4, KDSL4-4W | 5 | 0 | 0 | 0 | 0 | 5 | 0 |  |  | Vendor Scope
1SYN226019R002A | IN-10026019.A.3 | KDSL4-4W | SHORTING LINK FOR KLTDM4, KDSL4-4W | 2 | 0 | 0 | 0 | 0 | 2 | 0 |  |  | Vendor Scope
1SYN426019R001A | IN-10026019.A.5 | KDSL4-4W | SHORTING LINK FOR KLTDM4, KDSL4-4W | 0 | 0 | 0 | 0 | 0 | 0 | 0 |  |  | Vendor Scope
1SYN126019R001A | IN-10026019.A.1 | KLTD M4 | DISCONNECTING TERMINALS, 6Sqmm, KLTD M4 | 204 | 0 | 0 | 0 | 0 | 204 | 0 |  |  | Vendor Scope
1SYN226019R001A | IN-10026019.A.2 | KLTD M4 | DISCONNECTING TERMINALS, 6Sqmm, KLTD M4 | 20 | 0 | 0 | 0 | 0 | 20 | 0 |  |  | Vendor Scope
1SYN226019R002A | IN-10026019.A.3 | KLTD M4 | DISCONNECTING TERMINALS, 6Sqmm, KLTD M4 | 8 | 0 | 0 | 0 | 0 | 8 | 0 |  |  | Vendor Scope
1SYN426019R001A | IN-10026019.A.5 | KLTD M4 | DISCONNECTING TERMINALS, 6Sqmm, KLTD M4 | 0 | 0 | 0 | 0 | 0 | 0 | 0 |  |  | Vendor Scope
1SYN126019R001A | IN-10026019.A.1 | KN5.5 | MARKER FOR KLTDM4, KN5.5 | 212 | 0 | 0 | 0 | 0 | 212 | 0 |  |  | Vendor Scope
1SYN226019R001A | IN-10026019.A.2 | KN5.5 | MARKER FOR KLTDM4, KN5.5 | 134 | 0 | 0 | 0 | 0 | 134 | 0 |  |  | Vendor Scope
1SYN226019R002A | IN-10026019.A.3 | KN5.5 | MARKER FOR KLTDM4, KN5.5 | 41 | 0 | 0 | 0 | 0 | 41 | 0 |  |  | Vendor Scope
1SYN426019R001A | IN-10026019.A.5 | KN5.5 | MARKER FOR KLTDM4, KN5.5 | 0 | 0 | 0 | 0 | 0 | 0 | 0 |  |  | Vendor Scope
1SYN126019R001A | IN-10026019.A.1 | KPLD4 | END PLATE FOR KLTDM4, KPLD4 | 53 | 0 | 0 | 0 | 0 | 53 | 0 |  |  | Vendor Scope
1SYN226019R001A | IN-10026019.A.2 | KPLD4 | END PLATE FOR KLTDM4, KPLD4 | 5 | 0 | 0 | 0 | 0 | 5 | 0 |  |  | Vendor Scope
1SYN226019R002A | IN-10026019.A.3 | KPLD4 | END PLATE FOR KLTDM4, KPLD4 | 2 | 0 | 0 | 0 | 0 | 2 | 0 |  |  | Vendor Scope
1SYN426019R001A | IN-10026019.A.5 | KPLD4 | END PLATE FOR KLTDM4, KPLD4 | 0 | 0 | 0 | 0 | 0 | 0 | 0 |  |  | Vendor Scope
1SYN126019R001A | IN-10026019.A.1 | MA3L130101BH50000 | RISH,LM1340,RS485,CL:0.5s,100-320VAC/DC | 38 | 0 | 38 | 38 | 0 | 38 | 0 | 1100020963 Rishabh Instruments Limited |  | ABB
1SYN226019R001A | IN-10026019.A.2 | MA3L130101BH50000 | RISH,LM1340,RS485,CL:0.5s,100-320VAC/DC | 2 | 0 | 2 | 2 | 0 | 2 | 0 | 1100020963 Rishabh Instruments Limited |  | ABB
1SYN226019R002A | IN-10026019.A.3 | MA3L130101BH50000 | RISH,LM1340,RS485,CL:0.5s,100-320VAC/DC | 1 | 0 | 1 | 1 | 0 | 1 | 0 | 1100020963 Rishabh Instruments Limited |  | ABB
1SYN426019R001A | IN-10026019.A.5 | MA3L130101BH50000 | RISH,LM1340,RS485,CL:0.5s,100-320VAC/DC | 1 | 0 | 1 | 1 | 0 | 1 | 0 | 1100020963 Rishabh Instruments Limited |  | ABB
1SYN126019R001A | IN-10026019.A.1 | MCT04005X0515RPR01 | MCT,400/5A,CL-0.5,15VA,RC,PR | 0 | 0 | 0 | 0 | 0 | 0 | 0 |  |  | Vendor Scope
1SYN226019R001A | IN-10026019.A.2 | MCT04005X0515RPR01 | MCT,400/5A,CL-0.5,15VA,RC,PR | 0 | 0 | 0 | 0 | 0 | 0 | 0 |  |  | Vendor Scope
1SYN226019R002A | IN-10026019.A.3 | MCT04005X0515RPR01 | MCT,400/5A,CL-0.5,15VA,RC,PR | 3 | 0 | 0 | 0 | 0 | 3 | 0 |  |  | Vendor Scope
1SYN426019R001A | IN-10026019.A.5 | MCT04005X0515RPR01 | MCT,400/5A,CL-0.5,15VA,RC,PR | 0 | 0 | 0 | 0 | 0 | 0 | 0 |  |  | Vendor Scope
1SYN126019R001A | IN-10026019.A.1 | MGATE-MB3170 | MOXA GATEWAY MB3170 | 1 | 0 | 0 | 0 | 0 | 1 | 0 | 1100026684 DYNALOG (INDIA) LIMITED |  | ABB
1SYN226019R001A | IN-10026019.A.2 | MGATE-MB3170 | MOXA GATEWAY MB3170 | 1 | 0 | 0 | 0 | 1 | 1 | 0 | 1100026684 DYNALOG (INDIA) LIMITED |  | ABB
1SYN226019R002A | IN-10026019.A.3 | MGATE-MB3170 | MOXA GATEWAY MB3170 | 1 | 0 | 0 | 0 | 1 | 1 | 0 | 1100026684 DYNALOG (INDIA) LIMITED |  | ABB
1SYN426019R001A | IN-10026019.A.5 | MGATE-MB3170 | MOXA GATEWAY MB3170 | 0 | 0 | 0 | 0 | 0 | 0 | 0 | 1100026684 DYNALOG (INDIA) LIMITED |  | ABB
1SYN126019R001A | IN-10026019.A.1 | MGATE-MB3270 | MGATE-MB3270 GATEWAY CONVERTER : MOXA | 2 | 0 | 0 | 0 | 1 | 2 | 0 | 1100026684 DYNALOG (INDIA) LIMITED |  | ABB
1SYN226019R001A | IN-10026019.A.2 | MGATE-MB3270 | MGATE-MB3270 GATEWAY CONVERTER : MOXA | 0 | 0 | 0 | 0 | 0 | 0 | 0 | 1100026684 DYNALOG (INDIA) LIMITED |  | ABB
1SYN226019R002A | IN-10026019.A.3 | MGATE-MB3270 | MGATE-MB3270 GATEWAY CONVERTER : MOXA | 0 | 0 | 0 | 0 | 0 | 0 | 0 | 1100026684 DYNALOG (INDIA) LIMITED |  | ABB
1SYN426019R001A | IN-10026019.A.5 | MGATE-MB3270 | MGATE-MB3270 GATEWAY CONVERTER : MOXA | 0 | 0 | 0 | 0 | 0 | 0 | 0 | 1100026684 DYNALOG (INDIA) LIMITED |  | ABB
1SYN126019R001A | IN-10026019.A.1 | MINI DB9F-TO-TB | Mini DB9 Female to Terminal Block | 5 | 0 | 0 | 0 | 0 | 5 | 0 | 1100026684 DYNALOG (INDIA) LIMITED |  | ABB
1SYN226019R001A | IN-10026019.A.2 | MINI DB9F-TO-TB | Mini DB9 Female to Terminal Block | 0 | 0 | 0 | 0 | 0 | 0 | 0 | 1100026684 DYNALOG (INDIA) LIMITED |  | ABB
1SYN226019R002A | IN-10026019.A.3 | MINI DB9F-TO-TB | Mini DB9 Female to Terminal Block | 0 | 0 | 0 | 0 | 0 | 0 | 0 | 1100026684 DYNALOG (INDIA) LIMITED |  | ABB
1SYN426019R001A | IN-10026019.A.5 | MINI DB9F-TO-TB | Mini DB9 Female to Terminal Block | 0 | 0 | 0 | 0 | 0 | 0 | 0 | 1100026684 DYNALOG (INDIA) LIMITED |  | ABB
1SYN126019R001A | IN-10026019.A.1 | MPELSPL022CRC100F | ELR+CBCT,MPELSPL-02-2C-RC-100-F-85-275,P | 0 | 0 | 0 | 0 | 0 | 0 | 0 | 1100057110 PROK DEVICES PRIVATE LIMITED |  | ABB
1SYN226019R001A | IN-10026019.A.2 | MPELSPL022CRC100F | ELR+CBCT,MPELSPL-02-2C-RC-100-F-85-275,P | 3 | 0 | 3 | 3 | 0 | 3 | 0 | 1100057110 PROK DEVICES PRIVATE LIMITED |  | ABB
1SYN226019R002A | IN-10026019.A.3 | MPELSPL022CRC100F | ELR+CBCT,MPELSPL-02-2C-RC-100-F-85-275,P | 2 | 0 | 2 | 2 | 0 | 2 | 0 | 1100057110 PROK DEVICES PRIVATE LIMITED |  | ABB
1SYN426019R001A | IN-10026019.A.5 | MPELSPL022CRC100F | ELR+CBCT,MPELSPL-02-2C-RC-100-F-85-275,P | 0 | 0 | 0 | 0 | 0 | 0 | 0 | 1100057110 PROK DEVICES PRIVATE LIMITED |  | ABB
1SYN126019R001A | IN-10026019.A.1 | MPELSPL022CRC150F | ELR+CBCT,MPELSPL-02-2C-RC-150-F-85-275,P | 2 | 0 | 2 | 2 | 0 | 2 | 0 | 1100057110 PROK DEVICES PRIVATE LIMITED |  | ABB
1SYN226019R001A | IN-10026019.A.2 | MPELSPL022CRC150F | ELR+CBCT,MPELSPL-02-2C-RC-150-F-85-275,P | 0 | 0 | 0 | 0 | 0 | 0 | 0 | 1100057110 PROK DEVICES PRIVATE LIMITED |  | ABB
1SYN226019R002A | IN-10026019.A.3 | MPELSPL022CRC150F | ELR+CBCT,MPELSPL-02-2C-RC-150-F-85-275,P | 0 | 0 | 0 | 0 | 0 | 0 | 0 | 1100057110 PROK DEVICES PRIVATE LIMITED |  | ABB
1SYN426019R001A | IN-10026019.A.5 | MPELSPL022CRC150F | ELR+CBCT,MPELSPL-02-2C-RC-150-F-85-275,P | 0 | 0 | 0 | 0 | 0 | 0 | 0 | 1100057110 PROK DEVICES PRIVATE LIMITED |  | ABB
1SYN126019R001A | IN-10026019.A.1 | MPELSPL022CRC40F | ELR+CBCT,MPELSPL-02-2C-RC-40-F-85-275,PR | 0 | 0 | 0 | 0 | 0 | 0 | 0 | 1100057110 PROK DEVICES PRIVATE LIMITED |  | ABB
1SYN226019R001A | IN-10026019.A.2 | MPELSPL022CRC40F | ELR+CBCT,MPELSPL-02-2C-RC-40-F-85-275,PR | 2 | 0 | 2 | 2 | 0 | 2 | 0 | 1100057110 PROK DEVICES PRIVATE LIMITED |  | ABB
1SYN226019R002A | IN-10026019.A.3 | MPELSPL022CRC40F | ELR+CBCT,MPELSPL-02-2C-RC-40-F-85-275,PR | 2 | 0 | 1 | 1 | 0 | 2 | 0 | 1100057110 PROK DEVICES PRIVATE LIMITED |  | ABB
1SYN426019R001A | IN-10026019.A.5 | MPELSPL022CRC40F | ELR+CBCT,MPELSPL-02-2C-RC-40-F-85-275,PR | 0 | 0 | 0 | 0 | 0 | 0 | 0 | 1100057110 PROK DEVICES PRIVATE LIMITED |  | ABB
1SYN126019R001A | IN-10026019.A.1 | MPELSPL022CRC65F | ELR+CBCT,MPELSPL-02-2C-RC-65-F-85-275,PR | 4 | 0 | 4 | 4 | 0 | 4 | 0 | 1100057110 PROK DEVICES PRIVATE LIMITED |  | ABB
1SYN226019R001A | IN-10026019.A.2 | MPELSPL022CRC65F | ELR+CBCT,MPELSPL-02-2C-RC-65-F-85-275,PR | 5 | 0 | 5 | 5 | 0 | 5 | 0 | 1100057110 PROK DEVICES PRIVATE LIMITED |  | ABB
1SYN226019R002A | IN-10026019.A.3 | MPELSPL022CRC65F | ELR+CBCT,MPELSPL-02-2C-RC-65-F-85-275,PR | 0 | 0 | 0 | 0 | 0 | 0 | 0 | 1100057110 PROK DEVICES PRIVATE LIMITED |  | ABB
1SYN426019R001A | IN-10026019.A.5 | MPELSPL022CRC65F | ELR+CBCT,MPELSPL-02-2C-RC-65-F-85-275,PR | 0 | 0 | 0 | 0 | 0 | 0 | 0 | 1100057110 PROK DEVICES PRIVATE LIMITED |  | ABB
1SYN126019R001A | IN-10026019.A.1 | NB 335805P0065 | 80530 STRONG LOCKING WASHER VTR500 | 52 | 0 | 0 | 0 | 0 | 52 | 0 |  |  | Vendor Scope
1SYN226019R001A | IN-10026019.A.2 | NB 335805P0065 | 80530 STRONG LOCKING WASHER VTR500 | 24 | 0 | 0 | 0 | 0 | 24 | 0 |  |  | Vendor Scope
1SYN226019R002A | IN-10026019.A.3 | NB 335805P0065 | 80530 STRONG LOCKING WASHER VTR500 | 12 | 0 | 0 | 0 | 0 | 12 | 0 |  |  | Vendor Scope
1SYN426019R001A | IN-10026019.A.5 | NB 335805P0065 | 80530 STRONG LOCKING WASHER VTR500 | 0 | 0 | 0 | 0 | 0 | 0 | 0 |  |  | Vendor Scope
1SYN126019R001A | IN-10026019.A.1 | NWRTP-01 | RELAY TEST PLUG, NWRTP-01 | 2 | 0 | 2 | 0 | 0 | 2 | 0 | 1100127006 Nelster Welcon Private Limited |  | ABB
1SYN226019R001A | IN-10026019.A.2 | NWRTP-01 | RELAY TEST PLUG, NWRTP-01 | 2 | 0 | 2 | 0 | 0 | 2 | 0 | 1100127006 Nelster Welcon Private Limited |  | ABB
1SYN226019R002A | IN-10026019.A.3 | NWRTP-01 | RELAY TEST PLUG, NWRTP-01 | 1 | 0 | 1 | 0 | 0 | 1 | 0 | 1100127006 Nelster Welcon Private Limited |  | ABB
1SYN426019R001A | IN-10026019.A.5 | NWRTP-01 | RELAY TEST PLUG, NWRTP-01 | 0 | 0 | 0 | 0 | 0 | 0 | 0 | 1100127006 Nelster Welcon Private Limited |  | ABB
1SYN126019R001A | IN-10026019.A.1 | NWRTS-03 | RELAY TEST BLOCK, NWRTS-03 | 4 | 0 | 4 | 0 | 0 | 4 | 0 | 1100127006 Nelster Welcon Private Limited |  | ABB
1SYN226019R001A | IN-10026019.A.2 | NWRTS-03 | RELAY TEST BLOCK, NWRTS-03 | 3 | 0 | 3 | 0 | 0 | 3 | 0 | 1100127006 Nelster Welcon Private Limited |  | ABB
1SYN226019R002A | IN-10026019.A.3 | NWRTS-03 | RELAY TEST BLOCK, NWRTS-03 | 1 | 0 | 1 | 0 | 0 | 1 | 0 | 1100127006 Nelster Welcon Private Limited |  | ABB
1SYN426019R001A | IN-10026019.A.5 | NWRTS-03 | RELAY TEST BLOCK, NWRTS-03 | 0 | 0 | 0 | 0 | 0 | 0 | 0 | 1100127006 Nelster Welcon Private Limited |  | ABB
1SYN126019R001A | IN-10026019.A.1 | P-OR-110-10-A4 | O-Ring Diode, P-OR-110-10-A4, 10A 110VDC | 0 | 0 | 0 | 0 | 0 | 0 | 0 | 1100115849 PARAMOUNT INDUSTRIES |  | ABB
1SYN226019R001A | IN-10026019.A.2 | P-OR-110-10-A4 | O-Ring Diode, P-OR-110-10-A4, 10A 110VDC | 0 | 0 | 0 | 0 | 0 | 0 | 0 | 1100115849 PARAMOUNT INDUSTRIES |  | ABB
1SYN226019R002A | IN-10026019.A.3 | P-OR-110-10-A4 | O-Ring Diode, P-OR-110-10-A4, 10A 110VDC | 2 | 0 | 2 | 2 | 0 | 2 | 0 | 1100115849 PARAMOUNT INDUSTRIES |  | ABB
1SYN426019R001A | IN-10026019.A.5 | P-OR-110-10-A4 | O-Ring Diode, P-OR-110-10-A4, 10A 110VDC | 0 | 0 | 0 | 0 | 0 | 0 | 0 | 1100115849 PARAMOUNT INDUSTRIES |  | ABB
1SYN126019R001A | IN-10026019.A.1 | P-OR-110-20-A4 | O-Ring Diode, P-OR-110-20-A4, 20A 110VDC | 0 | 0 | 0 | 0 | 0 | 0 | 0 | 1100115849 PARAMOUNT INDUSTRIES |  | ABB
1SYN226019R001A | IN-10026019.A.2 | P-OR-110-20-A4 | O-Ring Diode, P-OR-110-20-A4, 20A 110VDC | 2 | 0 | 2 | 2 | 0 | 2 | 0 | 1100115849 PARAMOUNT INDUSTRIES |  | ABB
1SYN226019R002A | IN-10026019.A.3 | P-OR-110-20-A4 | O-Ring Diode, P-OR-110-20-A4, 20A 110VDC | 0 | 0 | 0 | 0 | 0 | 0 | 0 | 1100115849 PARAMOUNT INDUSTRIES |  | ABB
1SYN426019R001A | IN-10026019.A.5 | P-OR-110-20-A4 | O-Ring Diode, P-OR-110-20-A4, 20A 110VDC | 0 | 0 | 0 | 0 | 0 | 0 | 0 | 1100115849 PARAMOUNT INDUSTRIES |  | ABB
1SYN126019R001A | IN-10026019.A.1 | P-OR-110-40-A4 | DIODE ASSLY -DC C/O-I/P:110V-110VDC-40A | 2 | 0 | 2 | 2 | 0 | 2 | 0 | 1100115849 PARAMOUNT INDUSTRIES |  | ABB
1SYN226019R001A | IN-10026019.A.2 | P-OR-110-40-A4 | DIODE ASSLY -DC C/O-I/P:110V-110VDC-40A | 0 | 0 | 0 | 0 | 0 | 0 | 0 | 1100115849 PARAMOUNT INDUSTRIES |  | ABB
1SYN226019R002A | IN-10026019.A.3 | P-OR-110-40-A4 | DIODE ASSLY -DC C/O-I/P:110V-110VDC-40A | 0 | 0 | 0 | 0 | 0 | 0 | 0 | 1100115849 PARAMOUNT INDUSTRIES |  | ABB
1SYN426019R001A | IN-10026019.A.5 | P-OR-110-40-A4 | DIODE ASSLY -DC C/O-I/P:110V-110VDC-40A | 0 | 0 | 0 | 0 | 0 | 0 | 0 | 1100115849 PARAMOUNT INDUSTRIES |  | ABB
1SYN126019R001A | IN-10026019.A.1 | P2AF2 | PUSH BUTTON BLACK, P2AF2, 22.5mmø | 66 | 0 | 0 | 0 | 0 | 66 | 0 |  |  | Vendor Scope
1SYN226019R001A | IN-10026019.A.2 | P2AF2 | PUSH BUTTON BLACK, P2AF2, 22.5mmø | 56 | 0 | 0 | 0 | 0 | 56 | 0 |  |  | Vendor Scope
1SYN226019R002A | IN-10026019.A.3 | P2AF2 | PUSH BUTTON BLACK, P2AF2, 22.5mmø | 24 | 0 | 0 | 0 | 0 | 24 | 0 |  |  | Vendor Scope
1SYN426019R001A | IN-10026019.A.5 | P2AF2 | PUSH BUTTON BLACK, P2AF2, 22.5mmø | 3 | 0 | 0 | 0 | 0 | 3 | 0 |  |  | Vendor Scope
1SYN126019R001A | IN-10026019.A.1 | P2AF3 | PUSH BUTTON GREEN, P2AF3, 22.5mmø | 0 | 0 | 0 | 0 | 0 | 0 | 0 |  |  | Vendor Scope
1SYN226019R001A | IN-10026019.A.2 | P2AF3 | PUSH BUTTON GREEN, P2AF3, 22.5mmø | 39 | 0 | 0 | 0 | 0 | 39 | 0 |  |  | Vendor Scope
1SYN226019R002A | IN-10026019.A.3 | P2AF3 | PUSH BUTTON GREEN, P2AF3, 22.5mmø | 12 | 0 | 0 | 0 | 0 | 12 | 0 |  |  | Vendor Scope
1SYN426019R001A | IN-10026019.A.5 | P2AF3 | PUSH BUTTON GREEN, P2AF3, 22.5mmø | 3 | 0 | 0 | 0 | 0 | 3 | 0 |  |  | Vendor Scope
1SYN126019R001A | IN-10026019.A.1 | P2AF4 | PUSH BUTTON RED, P2AF4, 22.5mmø | 1 | 0 | 0 | 0 | 0 | 1 | 0 |  |  | Vendor Scope
1SYN226019R001A | IN-10026019.A.2 | P2AF4 | PUSH BUTTON RED, P2AF4, 22.5mmø | 39 | 0 | 0 | 0 | 0 | 39 | 0 |  |  | Vendor Scope
1SYN226019R002A | IN-10026019.A.3 | P2AF4 | PUSH BUTTON RED, P2AF4, 22.5mmø | 12 | 0 | 0 | 0 | 0 | 12 | 0 |  |  | Vendor Scope
1SYN426019R001A | IN-10026019.A.5 | P2AF4 | PUSH BUTTON RED, P2AF4, 22.5mmø | 3 | 0 | 0 | 0 | 0 | 3 | 0 |  |  | Vendor Scope
1SYN126019R001A | IN-10026019.A.1 | P2AML4 | EMERGENCY PUSH BUTTON RED, P2AML4, 40mmø | 11 | 0 | 0 | 0 | 0 | 11 | 0 |  |  | Vendor Scope
1SYN226019R001A | IN-10026019.A.2 | P2AML4 | EMERGENCY PUSH BUTTON RED, P2AML4, 40mmø | 42 | 0 | 0 | 0 | 0 | 42 | 0 |  |  | Vendor Scope
1SYN226019R002A | IN-10026019.A.3 | P2AML4 | EMERGENCY PUSH BUTTON RED, P2AML4, 40mmø | 13 | 0 | 0 | 0 | 0 | 13 | 0 |  |  | Vendor Scope
1SYN426019R001A | IN-10026019.A.5 | P2AML4 | EMERGENCY PUSH BUTTON RED, P2AML4, 40mmø | 3 | 0 | 0 | 0 | 0 | 3 | 0 |  |  | Vendor Scope
1SYN126019R001A | IN-10026019.A.1 | PCT04001X5215RPR01 | PCT,400/1A,CL-5P20,15VA,RC,PR | 0 | 0 | 0 | 0 | 0 | 0 | 0 |  |  | Vendor Scope
1SYN226019R001A | IN-10026019.A.2 | PCT04001X5215RPR01 | PCT,400/1A,CL-5P20,15VA,RC,PR | 0 | 0 | 0 | 0 | 0 | 0 | 0 |  |  | Vendor Scope
1SYN226019R002A | IN-10026019.A.3 | PCT04001X5215RPR01 | PCT,400/1A,CL-5P20,15VA,RC,PR | 3 | 0 | 0 | 0 | 0 | 3 | 0 |  |  | Vendor Scope
1SYN426019R001A | IN-10026019.A.5 | PCT04001X5215RPR01 | PCT,400/1A,CL-5P20,15VA,RC,PR | 0 | 0 | 0 | 0 | 0 | 0 | 0 |  |  | Vendor Scope
1SYN126019R001A | IN-10026019.A.1 | PCT06301X5215RPR01 | PCT,630/1A,CL-5P20,15VA,RC,PR | 0 | 0 | 0 | 0 | 0 | 0 | 0 |  |  | Vendor Scope
1SYN226019R001A | IN-10026019.A.2 | PCT06301X5215RPR01 | PCT,630/1A,CL-5P20,15VA,RC,PR | 9 | 0 | 0 | 0 | 0 | 9 | 0 |  |  | Vendor Scope
1SYN226019R002A | IN-10026019.A.3 | PCT06301X5215RPR01 | PCT,630/1A,CL-5P20,15VA,RC,PR | 0 | 0 | 0 | 0 | 0 | 0 | 0 |  |  | Vendor Scope
1SYN426019R001A | IN-10026019.A.5 | PCT06301X5215RPR01 | PCT,630/1A,CL-5P20,15VA,RC,PR | 0 | 0 | 0 | 0 | 0 | 0 | 0 |  |  | Vendor Scope
1SYN126019R001A | IN-10026019.A.1 | PCT32001X5215RPR01 | PCT,3200/1A,CL-5P20,15VA,RC,PR | 3 | 0 | 0 | 0 | 0 | 3 | 0 |  |  | Vendor Scope
1SYN226019R001A | IN-10026019.A.2 | PCT32001X5215RPR01 | PCT,3200/1A,CL-5P20,15VA,RC,PR | 0 | 0 | 0 | 0 | 0 | 0 | 0 |  |  | Vendor Scope
1SYN226019R002A | IN-10026019.A.3 | PCT32001X5215RPR01 | PCT,3200/1A,CL-5P20,15VA,RC,PR | 0 | 0 | 0 | 0 | 0 | 0 | 0 |  |  | Vendor Scope
1SYN426019R001A | IN-10026019.A.5 | PCT32001X5215RPR01 | PCT,3200/1A,CL-5P20,15VA,RC,PR | 0 | 0 | 0 | 0 | 0 | 0 | 0 |  |  | Vendor Scope
1SYN126019R001A | IN-10026019.A.1 | PCT50001X5215RPR01 | PCT,5000/1A,CL-5P20,15VA,RC,PR | 9 | 0 | 0 | 0 | 0 | 9 | 0 |  |  | Vendor Scope
1SYN226019R001A | IN-10026019.A.2 | PCT50001X5215RPR01 | PCT,5000/1A,CL-5P20,15VA,RC,PR | 0 | 0 | 0 | 0 | 0 | 0 | 0 |  |  | Vendor Scope
1SYN226019R002A | IN-10026019.A.3 | PCT50001X5215RPR01 | PCT,5000/1A,CL-5P20,15VA,RC,PR | 0 | 0 | 0 | 0 | 0 | 0 | 0 |  |  | Vendor Scope
1SYN426019R001A | IN-10026019.A.5 | PCT50001X5215RPR01 | PCT,5000/1A,CL-5P20,15VA,RC,PR | 0 | 0 | 0 | 0 | 0 | 0 | 0 |  |  | Vendor Scope
1SYN126019R001A | IN-10026019.A.1 | PL51503.0CWA230.6 | 0W LED Tube Light 170-270 VAC, OM-X | 22 | 0 | 0 | 0 | 0 | 22 | 0 |  |  | Vendor Scope
1SYN226019R001A | IN-10026019.A.2 | PL51503.0CWA230.6 | 0W LED Tube Light 170-270 VAC, OM-X | 12 | 0 | 0 | 0 | 0 | 12 | 0 |  |  | Vendor Scope
1SYN226019R002A | IN-10026019.A.3 | PL51503.0CWA230.6 | 0W LED Tube Light 170-270 VAC, OM-X | 6 | 0 | 0 | 0 | 0 | 6 | 0 |  |  | Vendor Scope
1SYN426019R001A | IN-10026019.A.5 | PL51503.0CWA230.6 | 0W LED Tube Light 170-270 VAC, OM-X | 0 | 0 | 0 | 0 | 0 | 0 | 0 |  |  | Vendor Scope
1SYN126019R001A | IN-10026019.A.1 | REX615_10F7_PCL1 | REX615_10F7_PCL1 PROTECTION&CONTROL RELA | 9 | 0 | 0 | 0 | 9 | 9 | 0 | 701354560 ABB India Limited EPMV-Maneja |  | ABB
1SYN226019R001A | IN-10026019.A.2 | REX615_10F7_PCL1 | REX615_10F7_PCL1 PROTECTION&CONTROL RELA | 2 | 0 | 0 | 0 | 2 | 2 | 0 | 701354560 ABB India Limited EPMV-Maneja |  | ABB
1SYN226019R002A | IN-10026019.A.3 | REX615_10F7_PCL1 | REX615_10F7_PCL1 PROTECTION&CONTROL RELA | 1 | 0 | 0 | 0 | 1 | 1 | 0 | 701354560 ABB India Limited EPMV-Maneja |  | ABB
1SYN426019R001A | IN-10026019.A.5 | REX615_10F7_PCL1 | REX615_10F7_PCL1 PROTECTION&CONTROL RELA | 0 | 0 | 0 | 0 | 0 | 0 | 0 | 701354560 ABB India Limited EPMV-Maneja |  | ABB
1SYN126019R001A | IN-10026019.A.1 | REX615_10Z7_PCL1 | REX615_10Z7_PCL1 PROTECTION&CONTROL RELA | 1 | 0 | 0 | 0 | 1 | 1 | 0 | 701354560 ABB India Limited EPMV-Maneja |  | ABB
1SYN226019R001A | IN-10026019.A.2 | REX615_10Z7_PCL1 | REX615_10Z7_PCL1 PROTECTION&CONTROL RELA | 0 | 0 | 0 | 0 | 0 | 0 | 0 | 701354560 ABB India Limited EPMV-Maneja |  | ABB
1SYN226019R002A | IN-10026019.A.3 | REX615_10Z7_PCL1 | REX615_10Z7_PCL1 PROTECTION&CONTROL RELA | 0 | 0 | 0 | 0 | 0 | 0 | 0 | 701354560 ABB India Limited EPMV-Maneja |  | ABB
1SYN426019R001A | IN-10026019.A.5 | REX615_10Z7_PCL1 | REX615_10Z7_PCL1 PROTECTION&CONTROL RELA | 1 | 0 | 1 | 1 | 0 | 1 | 0 | 701354560 ABB India Limited EPMV-Maneja |  | ABB
1SYN126019R001A | IN-10026019.A.1 | REX615_1118G_PCL1 | REX615_1118G_PCL1 PROTECTION&CONTROL REL | 1 | 0 | 0 | 0 | 1 | 1 | 0 | 701354560 ABB India Limited EPMV-Maneja |  | ABB
1SYN226019R001A | IN-10026019.A.2 | REX615_1118G_PCL1 | REX615_1118G_PCL1 PROTECTION&CONTROL REL | 0 | 0 | 0 | 0 | 0 | 0 | 0 | 701354560 ABB India Limited EPMV-Maneja |  | ABB
1SYN226019R002A | IN-10026019.A.3 | REX615_1118G_PCL1 | REX615_1118G_PCL1 PROTECTION&CONTROL REL | 0 | 0 | 0 | 0 | 0 | 0 | 0 | 701354560 ABB India Limited EPMV-Maneja |  | ABB
1SYN426019R001A | IN-10026019.A.5 | REX615_1118G_PCL1 | REX615_1118G_PCL1 PROTECTION&CONTROL REL | 0 | 0 | 0 | 0 | 0 | 0 | 0 | 701354560 ABB India Limited EPMV-Maneja |  | ABB
1SYN126019R001A | IN-10026019.A.1 | REX615_11ECQ_PCL1 | REX615_11ECQ_PCL1 PROTECTION&CONTROL REL | 0 | 0 | 0 | 0 | 0 | 0 | 0 | 701354560 ABB India Limited EPMV-Maneja |  | ABB
1SYN226019R001A | IN-10026019.A.2 | REX615_11ECQ_PCL1 | REX615_11ECQ_PCL1 PROTECTION&CONTROL REL | 1 | 0 | 0 | 0 | 1 | 1 | 0 | 701354560 ABB India Limited EPMV-Maneja |  | ABB
1SYN226019R002A | IN-10026019.A.3 | REX615_11ECQ_PCL1 | REX615_11ECQ_PCL1 PROTECTION&CONTROL REL | 0 | 0 | 0 | 0 | 0 | 0 | 0 | 701354560 ABB India Limited EPMV-Maneja |  | ABB
1SYN426019R001A | IN-10026019.A.5 | REX615_11ECQ_PCL1 | REX615_11ECQ_PCL1 PROTECTION&CONTROL REL | 0 | 0 | 0 | 0 | 0 | 0 | 0 | 701354560 ABB India Limited EPMV-Maneja |  | ABB
1SYN126019R001A | IN-10026019.A.1 | REX615_132V_PCL1 | REX615_132V_PCL1 PROTECTION&CONTROL RELA | 2 | 0 | 0 | 0 | 2 | 2 | 0 | 701354560 ABB India Limited EPMV-Maneja |  | ABB
1SYN226019R001A | IN-10026019.A.2 | REX615_132V_PCL1 | REX615_132V_PCL1 PROTECTION&CONTROL RELA | 0 | 0 | 0 | 0 | 0 | 0 | 0 | 701354560 ABB India Limited EPMV-Maneja |  | ABB
1SYN226019R002A | IN-10026019.A.3 | REX615_132V_PCL1 | REX615_132V_PCL1 PROTECTION&CONTROL RELA | 0 | 0 | 0 | 0 | 0 | 0 | 0 | 701354560 ABB India Limited EPMV-Maneja |  | ABB
1SYN426019R001A | IN-10026019.A.5 | REX615_132V_PCL1 | REX615_132V_PCL1 PROTECTION&CONTROL RELA | 0 | 0 | 0 | 0 | 0 | 0 | 0 | 701354560 ABB India Limited EPMV-Maneja |  | ABB
1SYN126019R001A | IN-10026019.A.1 | SCKNMLH | GROUP MARKING CARRIER FOR TB | 216 | 0 | 0 | 0 | 0 | 216 | 0 |  |  | Vendor Scope
1SYN226019R001A | IN-10026019.A.2 | SCKNMLH | GROUP MARKING CARRIER FOR TB | 138 | 0 | 0 | 0 | 0 | 138 | 0 |  |  | Vendor Scope
1SYN226019R002A | IN-10026019.A.3 | SCKNMLH | GROUP MARKING CARRIER FOR TB | 45 | 0 | 0 | 0 | 0 | 45 | 0 |  |  | Vendor Scope
1SYN426019R001A | IN-10026019.A.5 | SCKNMLH | GROUP MARKING CARRIER FOR TB | 0 | 0 | 0 | 0 | 0 | 0 | 0 |  |  | Vendor Scope
1SYN126019R001A | IN-10026019.A.1 | THR3 - +20/80 | THR3 - +20/80 TEMP RANGE_ALFA | 22 | 0 | 0 | 0 | 0 | 22 | 0 | 1300024099 Alfa Plastic Sas Di Fioratti |  | ABB
1SYN226019R001A | IN-10026019.A.2 | THR3 - +20/80 | THR3 - +20/80 TEMP RANGE_ALFA | 12 | 0 | 0 | 0 | 0 | 12 | 0 | 1300024099 Alfa Plastic Sas Di Fioratti |  | ABB
1SYN226019R002A | IN-10026019.A.3 | THR3 - +20/80 | THR3 - +20/80 TEMP RANGE_ALFA | 6 | 0 | 0 | 0 | 0 | 6 | 0 | 1300024099 Alfa Plastic Sas Di Fioratti |  | ABB
1SYN426019R001A | IN-10026019.A.5 | THR3 - +20/80 | THR3 - +20/80 TEMP RANGE_ALFA | 0 | 0 | 0 | 0 | 0 | 0 | 0 | 1300024099 Alfa Plastic Sas Di Fioratti |  | ABB
1SYN126019R001A | IN-10026019.A.1 | TVZ 3DIN 6/13A SW | SOCKET ON/OFF SWITCH 3PIN 6/13A 240VAC | 1 | 0 | 0 | 0 | 0 | 1 | 0 |  |  | Vendor Scope
1SYN226019R001A | IN-10026019.A.2 | TVZ 3DIN 6/13A SW | SOCKET ON/OFF SWITCH 3PIN 6/13A 240VAC | 1 | 0 | 0 | 0 | 0 | 1 | 0 |  |  | Vendor Scope
1SYN226019R002A | IN-10026019.A.3 | TVZ 3DIN 6/13A SW | SOCKET ON/OFF SWITCH 3PIN 6/13A 240VAC | 1 | 0 | 0 | 0 | 0 | 1 | 0 |  |  | Vendor Scope
1SYN426019R001A | IN-10026019.A.5 | TVZ 3DIN 6/13A SW | SOCKET ON/OFF SWITCH 3PIN 6/13A 240VAC | 0 | 0 | 0 | 0 | 0 | 0 | 0 |  |  | Vendor Scope
1SYN126019R001A | IN-10026019.A.1 | WWR-3K3-VAR-100W | Stabilizing Resistor, 3.3 KOHMS/100 Watt | 2 | 0 | 0 | 0 | 0 | 2 | 0 | 701354560 ABB India Limited EPMV-Maneja ¦ INHN EPDS-LV Systems, Bangalore |  | ABB
1SYN226019R001A | IN-10026019.A.2 | WWR-3K3-VAR-100W | Stabilizing Resistor, 3.3 KOHMS/100 Watt | 0 | 0 | 0 | 0 | 0 | 0 | 0 | 701354560 ABB India Limited EPMV-Maneja ¦ INHN EPDS-LV Systems, Bangalore |  | ABB
1SYN226019R002A | IN-10026019.A.3 | WWR-3K3-VAR-100W | Stabilizing Resistor, 3.3 KOHMS/100 Watt | 0 | 0 | 0 | 0 | 0 | 0 | 0 | 701354560 ABB India Limited EPMV-Maneja ¦ INHN EPDS-LV Systems, Bangalore |  | ABB
1SYN426019R001A | IN-10026019.A.5 | WWR-3K3-VAR-100W | Stabilizing Resistor, 3.3 KOHMS/100 Watt | 0 | 0 | 0 | 0 | 0 | 0 | 0 | 701354560 ABB India Limited EPMV-Maneja ¦ INHN EPDS-LV Systems, Bangalore |  | ABB